## TITLE PAGE
Water Resources Planning Tables 2019
v15 - June 2018
All queries on the content of this workbook should be sent to:
water-company-plan@environment-agency.gov.uk
Water resource zone information
Company: |  | Dŵr Cymru Welsh Water
Resource Zone Name: |  | Monmouth |  |  |  |  | Data validation: Cell D20
Resource Zone Number: |  | 8106 |  |  |  |  | Dry Year Annual Average
Planning Scenario Name: |  | Dry Year Annual Average | DYAA | Normal Year Annual Average |  |  | Dry Year Critical Period
Chosen Level of Service: |  | 1 in 20 |  |  |  |  | Dry Year Annual Average - benchmarking data
Base Year: |  | 2015-16 |  |  |  |  | Dry Year Critical Period - benchmarking data
Responsible Officer: |  | Ian Brown | Signed: |  | Dated: | 2019-03-21
Version: |  | DryYr_Monmouth_FinalPlan_Version6 |  | [Digital signature is acceptable]
Key to cells
Clear cells - indicate an input is required
Yellow shaded cells - indicates a formula.
Blue shaded cells - indicate base year data.
Light grey shaded cells - indicate preceding years.
Dark grey cells - indicate that no data entry is required.
Worksheet |  | Content
WRZ summary |  | Supply-Demand Balance and components
1. BL Licences |  | Baseline water resources
2. BL Supply |  | Baseline water supplies
3. BL Demand |  | Baseline demand
4. BL SDB |  | Baseline supply demand balance
5. Feasible options |  | Fixed and Variable costs, Net Present Value, AIC and AISC of all feasible options (confidential)
6. Preferred options |  | High level costs of preferred options (Dry Year) - publicly available
7. FP Supply |  | Final Planning water supplies (impact of Scenario options)
8. FP Demand |  | Final Planning demand (impact of Scenario options)
9. FP SDB |  | Final Planning supply demand balance
10. Drought plan links |  | Drought plan links

## WRZ summary
Summary graphs of water resources planning tables data
Dŵr Cymru Welsh Water
Monmouth
DERIVATION | DESCRIPTION | UNITS |  | For info 2017-18 | For info 2018-19 | For info 2019-20 | 2020-21 | 2021-22 | 2022-23 | 2023-24 | 2024-25 | 2025-26 | 2026-27 | 2027-28 | 2028-29 | 2029-30 | 2030-31 | 2031-32 | 2032-33 | 2033-34 | 2034-35 | 2035-36 | 2036-37 | 2037-38 | 2038-39 | 2039-40 | 2040-41 | 2041-42 | 2042-43 | 2043-44 | 2044-45 | 2045-46 | 2046-47 | 2047-48 | 2048-49 | 2049-50
SUPPLY
13BL | Total water available for use | Ml/d | 4.4267 | 4.1093 | 4.1093 | 4.1093 | 4.1093 | 4.1093 | 4.1093 | 4.1093 | 4.1093 | 4.1093 | 4.1093 | 4.1093 | 4.1093 | 4.1093 | 4.1093 | 4.1093 | 4.1093 | 4.1093 | 4.1093 | 4.1093 | 4.1093 | 4.1093 | 4.1093 | 4.1093 | 4.1093 | 4.1093 | 4.1093 | 4.1093 | 4.1093 | 4.1093 | 4.1093 | 4.1093 | 4.1093 | 4.1093
13FP | Total water available for use | Ml/d | 4.4267 | 4.1093 | 4.1093 | 4.1093 | 4.1093 | 4.1093 | 4.1093 | 4.1093 | 4.1093 | 4.1093 | 4.1093 | 4.1093 | 4.1093 | 4.1093 | 4.1093 | 4.1093 | 4.1093 | 4.1093 | 4.1093 | 4.1093 | 4.1093 | 4.1093 | 4.1093 | 4.1093 | 4.1093 | 4.1093 | 4.1093 | 4.1093 | 4.1093 | 4.1093 | 4.1093 | 4.1093 | 4.1093 | 4.1093
DEMAND
26BL | Unmeasured household consumption | Ml/d | 1.3651 | 1.333 | 1.3133 | 1.2936 | 1.2651 | 1.2287 | 1.2013 | 1.1663 | 1.1402 | 1.1227 | 1.098 | 1.0806 | 1.0557 | 1.031 | 0.99962 | 0.96874 | 0.93846 | 0.90883 | 0.87984 | 0.85157 | 0.82393 | 0.79693 | 0.77053 | 0.74477 | 0.71959 | 0.695 | 0.67102 | 0.64761 | 0.62477 | 0.6025 | 0.58076 | 0.55956 | 0.5389 | 0.51875
26FP | Unmeasured household consumption | Ml/d | 1.3651 | 1.333 | 1.3133 | 1.2936 | 1.2651 | 1.2287 | 1.2013 | 1.1663 | 1.1402 | 1.1227 | 1.098 | 1.0806 | 1.0557 | 1.031 | 0.99962 | 0.96874 | 0.93846 | 0.90883 | 0.87984 | 0.85157 | 0.82393 | 0.79693 | 0.77053 | 0.74477 | 0.71959 | 0.695 | 0.67102 | 0.64761 | 0.62477 | 0.6025 | 0.58076 | 0.55956 | 0.5389 | 0.51875
25BL | Measured household consumption | Ml/d | 0.53758 | 0.61859 | 0.64272 | 0.66845 | 0.68925 | 0.70382 | 0.72261 | 0.7346 | 0.74943 | 0.76763 | 0.77967 | 0.79938 | 0.81352 | 0.82752 | 0.83411 | 0.83955 | 0.84399 | 0.8475 | 0.8501 | 0.85187 | 0.85279 | 0.85289 | 0.85219 | 0.85072 | 0.84852 | 0.8456 | 0.84196 | 0.83764 | 0.83264 | 0.82696 | 0.82064 | 0.81369 | 0.80614 | 0.798
25FP | Measured household consumption | Ml/d | 0.53758 | 0.61859 | 0.64272 | 0.66845 | 0.68925 | 0.70382 | 0.72261 | 0.7346 | 0.74943 | 0.76763 | 0.77967 | 0.79938 | 0.81352 | 0.82752 | 0.83411 | 0.83955 | 0.84399 | 0.8475 | 0.8501 | 0.85187 | 0.85279 | 0.85289 | 0.85219 | 0.85072 | 0.84852 | 0.8456 | 0.84196 | 0.83764 | 0.83264 | 0.82696 | 0.82064 | 0.81369 | 0.80614 | 0.798
23BL+24BL | Non-household consumption | Ml/d | 0.64513 | 0.65719 | 0.65873 | 0.65895 | 0.66047 | 0.66292 | 0.65788 | 0.65719 | 0.65649 | 0.65583 | 0.65518 | 0.65453 | 0.65389 | 0.65327 | 0.65265 | 0.65203 | 0.65142 | 0.65081 | 0.65021 | 0.64965 | 0.6491 | 0.64855 | 0.648 | 0.64746 | 0.64692 | 0.64638 | 0.64585 | 0.64532 | 0.6448 | 0.64429 | 0.64379 | 0.64329 | 0.64279 | 0.64229
23FP+24FP | Non-household consumption | Ml/d | 0.64513 | 0.65719 | 0.65873 | 0.65895 | 0.66047 | 0.66292 | 0.65788 | 0.65719 | 0.65649 | 0.65583 | 0.65518 | 0.65453 | 0.65389 | 0.65327 | 0.65265 | 0.65203 | 0.65142 | 0.65081 | 0.65021 | 0.64965 | 0.6491 | 0.64855 | 0.648 | 0.64746 | 0.64692 | 0.64638 | 0.64585 | 0.64532 | 0.6448 | 0.64429 | 0.64379 | 0.64329 | 0.64279 | 0.64229
40BL | Total leakage | Ml/d | 0.74963 | 0.78928 | 0.78928 | 0.78816 | 0.76109 | 0.73403 | 0.70696 | 0.67989 | 0.65282 | 0.63456 | 0.6163 | 0.59804 | 0.58434 | 0.57065 | 0.55239 | 0.53413 | 0.51586 | 0.4976 | 0.47934 | 0.47021 | 0.46108 | 0.45195 | 0.44282 | 0.43369 | 0.42456 | 0.41543 | 0.4063 | 0.39717 | 0.38804 | 0.37891 | 0.36978 | 0.36065 | 0.35152 | 0.34239
40FP | Total leakage | Ml/d | 0.74963 | 0.78928 | 0.78928 | 0.78816 | 0.76109 | 0.73403 | 0.70696 | 0.67989 | 0.65282 | 0.63456 | 0.6163 | 0.59804 | 0.58434 | 0.57065 | 0.55239 | 0.53413 | 0.51586 | 0.4976 | 0.47934 | 0.47021 | 0.46108 | 0.45195 | 0.44282 | 0.43369 | 0.42456 | 0.41543 | 0.4063 | 0.39717 | 0.38804 | 0.37891 | 0.36978 | 0.36065 | 0.35152 | 0.34239
11BL-(23BL:26BL)-40BL | Other components of demand | Ml/d | 0.052527 | 0.053261 | 0.053551 | 0.053912 | 0.0543 | 0.054675 | 0.055045 | 0.055396 | 0.055675 | 0.055871 | 0.05605 | 0.056302 | 0.056601 | 0.056924 | 0.057259 | 0.057594 | 0.057926 | 0.058257 | 0.058586 | 0.058914 | 0.05924 | 0.059565 | 0.059888 | 0.06021 | 0.060531 | 0.060851 | 0.061169 | 0.061487 | 0.061803 | 0.062118 | 0.062432 | 0.062746 | 0.063058 | 0.06337
11FP-(23FP:26FP)-40FP | Other components of demand | Ml/d | 0.052527 | 0.053261 | 0.053551 | 0.053912 | 0.0543 | 0.054675 | 0.055045 | 0.055396 | 0.055675 | 0.055871 | 0.05605 | 0.056302 | 0.056601 | 0.056924 | 0.057259 | 0.057594 | 0.057926 | 0.058257 | 0.058586 | 0.058914 | 0.05924 | 0.059565 | 0.059888 | 0.06021 | 0.060531 | 0.060851 | 0.061169 | 0.061487 | 0.061803 | 0.062118 | 0.062432 | 0.062746 | 0.063058 | 0.06337
| Total demand + target headroom (baseline) | Ml/d | 3.6628 | 3.7692 | 3.7757 | 3.7851 | 3.7529 | 3.709 | 3.6668 | 3.6141 | 3.5747 | 3.4899 | 3.4586 | 3.4439 | 3.4184 | 3.3951 | 3.3154 | 3.2802 | 3.2476 | 3.2125 | 3.1834 | 3.1236 | 3.0997 | 3.0801 | 3.0589 | 3.0379 | 2.9781 | 2.956 | 2.936 | 2.9152 | 2.8978 | 2.8735 | 2.855 | 2.8317 | 2.8147 | 2.7967
| Total demand + target headroom (final plan) | Ml/d | 3.6628 | 3.7692 | 3.7757 | 3.7851 | 3.7529 | 3.709 | 3.6668 | 3.6141 | 3.5747 | 3.4899 | 3.4586 | 3.4439 | 3.4184 | 3.3951 | 3.3154 | 3.2802 | 3.2476 | 3.2125 | 3.1834 | 3.1236 | 3.0997 | 3.0801 | 3.0589 | 3.0379 | 2.9781 | 2.956 | 2.936 | 2.9152 | 2.8978 | 2.8735 | 2.855 | 2.8317 | 2.8147 | 2.7967
SUPPLY-DEMAND BALANCE
16BL | Target headroom | Ml/d | 0.31281 | 0.31793 | 0.31815 | 0.32196 | 0.32269 | 0.32481 | 0.32299 | 0.32071 | 0.32016 | 0.25326 | 0.2534 | 0.25505 | 0.25435 | 0.25575 | 0.21938 | 0.22812 | 0.23997 | 0.24952 | 0.2653 | 0.24135 | 0.2536 | 0.27025 | 0.28551 | 0.30104 | 0.27803 | 0.29273 | 0.30971 | 0.32596 | 0.3457 | 0.35873 | 0.37761 | 0.39178 | 0.41231 | 0.43186
16FP | Target headroom | Ml/d | 0.31281 | 0.31793 | 0.31815 | 0.32196 | 0.32269 | 0.32481 | 0.32299 | 0.32071 | 0.32016 | 0.25326 | 0.2534 | 0.25505 | 0.25435 | 0.25575 | 0.21938 | 0.22812 | 0.23997 | 0.24952 | 0.2653 | 0.24135 | 0.2536 | 0.27025 | 0.28551 | 0.30104 | 0.27803 | 0.29273 | 0.30971 | 0.32596 | 0.3457 | 0.35873 | 0.37761 | 0.39178 | 0.41231 | 0.43186
17BL | Available headroom | Ml/d | 1.0767 | 0.65797 | 0.65167 | 0.64616 | 0.67908 | 0.7251 | 0.76543 | 0.81587 | 0.85467 | 0.87262 | 0.90401 | 0.92038 | 0.94524 | 0.96992 | 1.0132 | 1.0572 | 1.1016 | 1.1463 | 1.1912 | 1.227 | 1.2631 | 1.2994 | 1.3358 | 1.3724 | 1.4091 | 1.446 | 1.483 | 1.52 | 1.5572 | 1.5945 | 1.6319 | 1.6693 | 1.7069 | 1.7445
17FP | Available headroom | Ml/d | 1.0767 | 0.65797 | 0.65167 | 0.64616 | 0.67908 | 0.7251 | 0.76543 | 0.81587 | 0.85467 | 0.87262 | 0.90401 | 0.92038 | 0.94524 | 0.96992 | 1.0132 | 1.0572 | 1.1016 | 1.1463 | 1.1912 | 1.227 | 1.2631 | 1.2994 | 1.3358 | 1.3724 | 1.4091 | 1.446 | 1.483 | 1.52 | 1.5572 | 1.5945 | 1.6319 | 1.6693 | 1.7069 | 1.7445
Baseline Supply-Demand Balance:
|  | 2020-21 | 2021-22 | 2022-23 | 2023-24 | 2024-25 | 2025-26 | 2026-27 | 2027-28 | 2028-29 | 2029-30 | 2030-31 | 2031-32 | 2032-33 | 2033-34 | 2034-35 | 2035-36 | 2036-37 | 2037-38 | 2038-39 | 2039-40 | 2040-41 | 2041-42 | 2042-43 | 2043-44 | 2044-45 | 2045-46 | 2046-47 | 2047-48 | 2048-49 | 2049-50
| SDB (Ml/d) | 0.35639 | 0.40029 | 0.44244 | 0.49515 | 0.53451 | 0.61937 | 0.65061 | 0.66533 | 0.6909 | 0.71417 | 0.79385 | 0.82909 | 0.86162 | 0.89674 | 0.92588 | 0.9857 | 1.0095 | 1.0291 | 1.0503 | 1.0714 | 1.1311 | 1.1533 | 1.1732 | 1.1941 | 1.2115 | 1.2358 | 1.2542 | 1.2775 | 1.2945 | 1.3126
Final Planning Supply-Demand Balance:
|  | 2020-21 | 2021-22 | 2022-23 | 2023-24 | 2024-25 | 2025-26 | 2026-27 | 2027-28 | 2028-29 | 2029-30 | 2030-31 | 2031-32 | 2032-33 | 2033-34 | 2034-35 | 2035-36 | 2036-37 | 2037-38 | 2038-39 | 2039-40 | 2040-41 | 2041-42 | 2042-43 | 2043-44 | 2044-45 | 2045-46 | 2046-47 | 2047-48 | 2048-49 | 2049-50
| SDB (Ml/d) | 0.35639 | 0.40029 | 0.44244 | 0.49515 | 0.53451 | 0.61937 | 0.65061 | 0.66533 | 0.6909 | 0.71417 | 0.79385 | 0.82909 | 0.86162 | 0.89674 | 0.92588 | 0.9857 | 1.0095 | 1.0291 | 1.0503 | 1.0714 | 1.1311 | 1.1533 | 1.1732 | 1.1941 | 1.2115 | 1.2358 | 1.2542 | 1.2775 | 1.2945 | 1.3126
| Company: | 2026-27: Dŵr Cymru Welsh Water
| Resource Zone Name | 2026-27: Monmouth
| Resource Zone Number: | 2026-27: 8106
| Planning Scenario Name: | 2026-27: Dry Year Annual Average
| Chosen Level of Service: | 2026-27: 1 in 20

## 1. BL Licences
Table 1: Baseline licences |  |  |  |  | deployable output (Ml/d)
Row ref | Derivation | Licence number | Source name | Source type | Deployable output (Ml/d) | Annual licensed quantity (Ml/d) | Constraints on deployable output | Additional notes (if desired)
All individual licences:
0.1BL | Sum (0.1BL+...) | - | - | - | 0.50034 | 0.50006 | -
- | Input | 19/55/21/0066 | FFYNNON GAER SPRINGS | SW:Other | 0.50034 | 0.50006 | - | 0
Input
Input
Input
Grouped licences | Derivation | Licence number | Source name | Source type | DYAA deployable output (Ml/d) | Annual licensed quantity (Ml/d)
0.2BL | Sum (0.2BL+...) | - | Total | - | 3.9427 | - | -
- | - | Group #: 1 |  | - | 3.9427 | - | -
- | Input | 19/55/18/0201 | Monmouth Mayhill | SW:River | 3.9427 | 6 | Mayhill WTW capacity. | 0
- | Input
- | Input
- | Input
- | Input
Unused licences: | Derivation | Licence number | Source name | Source type | DYAA deployable output (Ml/d) | Annual licensed quantity (Ml/d) | Reason licence is unused
0.3BL | Sum (0.3BL+...) | - | - | - | 0 | 2.1465 | -
| Input | 19/55/18/0203 | BUCKHOLT SPRING (NO.1) | SW:Other | 0 | 1.9601 | emergency only | 0
| Input | 20/56/21/0029 | WAUN SPRINGS | SW:Other | 0 | 0.18639 | emergency only | 0
- | Input
New licences (within current AMP): | Derivation | Licence number | Source name | Source type | DYAA deployable output (Ml/d) | Annual licensed quantity (Ml/d) | Status of licence
0.4BL | Sum (0.4BL+...) | - | - | - | 0 | 0 | -
Input
- | Input
- | - | - | - | - | - | - | -
Company: |  | Dŵr Cymru Welsh Water
Resource Zone Name: |  | Monmouth
Resource Zone Number: |  | 8106
Planning Scenario Name: |  | Dry Year Annual Average
Chosen Level of Service: |  | 1 in 20
README
Note on C3: Please list only individual licences (i.e. not used in conjunctive use systems).
Note on B12: If additional lines are required please insert into middle of group to ensure automatic calculations pick up all data.
Note on B22: If additional lines are required please insert into middle of group to ensure automatic calculations pick up all data. DO NOT DELETE DEFAULT INPUT ROWS - If unrequired leave blank.
Note on J23: Please state if a licence has been applied for, approved, granted, awaiting mobilisation, or other specified status.
Note on C35: Do not delete default inserted input lines. These are required to generate the autosum of all additional rows added. Additional rows which the user enters can be deleted.

## 2. BL Supply
Table 2: Baseline supply
| Row ref | Component | Derivation | Unit | decimal places | 2015-16 | For info 2017-18 | For info 2018-19 | For info 2019-20 | 2020-21 | 2021-22 | 2022-23 | 2023-24 | 2024-25 | 2025-26 | 2026-27 | 2027-28 | 2028-29 | 2029-30 | 2030-31 | 2031-32 | 2032-33 | 2033-34 | 2034-35 | 2035-36 | 2036-37 | 2037-38 | 2038-39 | 2039-40 | 2040-41 | 2041-42 | 2042-43 | 2043-44 | 2044-45 | 2045-46 | 2046-47 | 2047-48 | 2048-49 | 2049-50
| 1BL | Raw water abstracted | Input | Ml/d | 2 | 3.4596 | 3.785 | 3.7913 | 3.7968 | 3.7639 | 3.7179 | 3.6776 | 3.6271 | 3.5883 | 3.5704 | 3.539 | 3.5226 | 3.4978 | 3.4731 | 3.4298 | 3.3858 | 3.3414 | 3.2967 | 3.2518 | 3.216 | 3.1799 | 3.1436 | 3.1072 | 3.0706 | 3.0339 | 2.997 | 2.96 | 2.923 | 2.8858 | 2.8485 | 2.8111 | 2.7737 | 2.7361 | 2.6985
Resources | 2BL | Total raw water imported | sum(2.1BL+2.2BL+2.3BL...) | Ml/d | 2 | 0 | 0 | 0 | 0 | 0 | 0 | 0 | 0 | 0 | 0 | 0 | 0 | 0 | 0 | 0 | 0 | 0 | 0 | 0 | 0 | 0 | 0 | 0 | 0 | 0 | 0 | 0 | 0 | 0 | 0 | 0 | 0 | 0 | 0
| 2.1BL+ | Raw water imported from: None | Input | Ml/d | 2 | 0 | 0 | 0 | 0 | 0 | 0 | 0 | 0 | 0 | 0 | 0 | 0 | 0 | 0 | 0 | 0 | 0 | 0 | 0 | 0 | 0 | 0 | 0 | 0 | 0 | 0 | 0 | 0 | 0 | 0 | 0 | 0 | 0 | 0
| - | - | - | - | 2 | - | - | - | - | bar: 2020-21 to 2049-50
| 3BL | Total potable water imported | sum(3.1BL+3.2BL+3.3BL...) | Ml/d | 2 | 0.1076 | 0 | 0 | 0 | 0 | 0 | 0 | 0 | 0 | 0 | 0 | 0 | 0 | 0 | 0 | 0 | 0 | 0 | 0 | 0 | 0 | 0 | 0 | 0 | 0 | 0 | 0 | 0 | 0 | 0 | 0 | 0 | 0 | 0
| 3.1BL+ | Potable water imported from: None | Input | Ml/d | 2 | 0.1076 | 0 | 0 | 0 | 0 | 0 | 0 | 0 | 0 | 0 | 0 | 0 | 0 | 0 | 0 | 0 | 0 | 0 | 0 | 0 | 0 | 0 | 0 | 0 | 0 | 0 | 0 | 0 | 0 | 0 | 0 | 0 | 0 | 0
| - | - | - | - | 2 | - | - | - | - | bar: 2020-21 to 2049-50
| 5BL | Total raw water exported (raw exports and non potable uses) | sum(5.1BL+5.2BL+...) | Ml/d | 2 | 0 | 0 | 0 | 0 | 0 | 0 | 0 | 0 | 0 | 0 | 0 | 0 | 0 | 0 | 0 | 0 | 0 | 0 | 0 | 0 | 0 | 0 | 0 | 0 | 0 | 0 | 0 | 0 | 0 | 0 | 0 | 0 | 0 | 0
| 5.1BL | Non potable water supplied to: | Input | Ml/d | 2 | 0 | 0 | 0 | 0 | 0 | 0 | 0 | 0 | 0 | 0 | 0 | 0 | 0 | 0 | 0 | 0 | 0 | 0 | 0 | 0 | 0 | 0 | 0 | 0 | 0 | 0 | 0 | 0 | 0 | 0 | 0 | 0 | 0 | 0
| 5.2BL+ | Raw water export to: None | Input | Ml/d | 2 | 0 | 0 | 0 | 0 | 0 | 0 | 0 | 0 | 0 | 0 | 0 | 0 | 0 | 0 | 0 | 0 | 0 | 0 | 0 | 0 | 0 | 0 | 0 | 0 | 0 | 0 | 0 | 0 | 0 | 0 | 0 | 0 | 0 | 0
| - |  | - | - | 2 | - | - | - | - | bar: 2020-21 to 2049-50
| 6BL | Total potable water exported | sum(6.1BL+6.2BL+6.3BL...) | Ml/d | 2 | 0 | 0 | 0 | 0 | 0 | 0 | 0 | 0 | 0 | 0 | 0 | 0 | 0 | 0 | 0 | 0 | 0 | 0 | 0 | 0 | 0 | 0 | 0 | 0 | 0 | 0 | 0 | 0 | 0 | 0 | 0 | 0 | 0 | 0
| 6.1BL+ | Potable water export to: None | Input | Ml/d | 2 | 0 | 0 | 0 | 0 | 0 | 0 | 0 | 0 | 0 | 0 | 0 | 0 | 0 | 0 | 0 | 0 | 0 | 0 | 0 | 0 | 0 | 0 | 0 | 0 | 0 | 0 | 0 | 0 | 0 | 0 | 0 | 0 | 0 | 0
| - |  | - | Ml/d | 2 | - | - | - | - | bar: 2020-21 to 2049-50
| 7BL | Deployable Output (baseline profile without reductions) | sum(0.1Bl+0.2BL+0.3BL+0.4BL) | Ml/d | 2 | 4.443 | 4.443 | 4.443 | 4.443 | 4.443 | 4.443 | 4.443 | 4.443 | 4.443 | 4.443 | 4.443 | 4.443 | 4.443 | 4.443 | 4.443 | 4.443 | 4.443 | 4.443 | 4.443 | 4.443 | 4.443 | 4.443 | 4.443 | 4.443 | 4.443 | 4.443 | 4.443 | 4.443 | 4.443 | 4.443 | 4.443 | 4.443 | 4.443 | 4.443
Resource (and process) Losses | 8BL | Baseline forecast changes to Deployable Output | sum(8.1BL+8.2BL+8.3BL) | Ml/d | 2 | 0 | 0 | 0 | 0 | 0 | 0 | 0 | 0 | 0 | 0 | 0 | 0 | 0 | 0 | 0 | 0 | 0 | 0 | 0 | 0 | 0 | 0 | 0 | 0 | 0 | 0 | 0 | 0 | 0 | 0 | 0 | 0 | 0 | 0
| 8.1BL | Change in DO due to climate change | Input (reductions must be expressed as -ve) | Ml/d | 2 | 0 | 0 | 0 | 0 | 0 | 0 | 0 | 0 | 0 | 0 | 0 | 0 | 0 | 0 | 0 | 0 | 0 | 0 | 0 | 0 | 0 | 0 | 0 | 0 | 0 | 0 | 0 | 0 | 0 | 0 | 0 | 0 | 0 | 0
| 8.2BL | Reductions to restore sustainable abstraction | sum(8.2BL sub components) | Ml/d | 2 | 0 | 0 | 0 | 0 | 0 | 0 | 0 | 0 | 0 | 0 | 0 | 0 | 0 | 0 | 0 | 0 | 0 | 0 | 0 | 0 | 0 | 0 | 0 | 0 | 0 | 0 | 0 | 0 | 0 | 0 | 0 | 0 | 0 | 0
| 8.2BL+ | Total for the zone | Input (zero or negative number) | Ml/d | 2 | 0 | 0 | 0 | 0 | 0 | 0 | 0 | 0 | 0 | 0 | 0 | 0 | 0 | 0 | 0 | 0 | 0 | 0 | 0 | 0 | 0 | 0 | 0 | 0 | 0 | 0 | 0 | 0 | 0 | 0 | 0 | 0 | 0 | 0
| - |  | - | - | 2 | - | - | - | - | bar: 2020-21 to 2049-50
| 8.3BL | Total other changes to DO (specify, e.g. nitrates): None | Input (reductions must be expressed as -ve) | Ml/d | 2 | 0 | 0 | 0 | 0 | 0 | 0 | 0 | 0 | 0 | 0 | 0 | 0 | 0 | 0 | 0 | 0 | 0 | 0 | 0 | 0 | 0 | 0 | 0 | 0 | 0 | 0 | 0 | 0 | 0 | 0 | 0 | 0 | 0 | 0
| 9BL | Raw water losses, treatment works losses and operational use | Input | Ml/d | 2 | 0.11804 | 0.19387 | 0.19387 | 0.19387 | 0.19387 | 0.19387 | 0.19387 | 0.19387 | 0.19387 | 0.19387 | 0.19387 | 0.19387 | 0.19387 | 0.19387 | 0.19387 | 0.19387 | 0.19387 | 0.19387 | 0.19387 | 0.19387 | 0.19387 | 0.19387 | 0.19387 | 0.19387 | 0.19387 | 0.19387 | 0.19387 | 0.19387 | 0.19387 | 0.19387 | 0.19387 | 0.19387 | 0.19387 | 0.19387
| 10BL | Outage allowance | Input | Ml/d | 2 | 0.005878 | 0.13987 | 0.13987 | 0.13987 | 0.13987 | 0.13987 | 0.13987 | 0.13987 | 0.13987 | 0.13987 | 0.13987 | 0.13987 | 0.13987 | 0.13987 | 0.13987 | 0.13987 | 0.13987 | 0.13987 | 0.13987 | 0.13987 | 0.13987 | 0.13987 | 0.13987 | 0.13987 | 0.13987 | 0.13987 | 0.13987 | 0.13987 | 0.13987 | 0.13987 | 0.13987 | 0.13987 | 0.13987 | 0.13987
|  | Company: | Dŵr Cymru Welsh Water
|  | Resource Zone Name: | Monmouth
|  | Resource Zone Number: | 8106
|  | Planning Scenario Name: | Dry Year Annual Average
|  | Chosen Level of Service: | 1 in 20

## 3. BL Demand
Table 3: Baseline demand
| Row ref | Component | Derivation | Unit | Decimal places | 2015-16 | For info 2017-18 | For info 2018-19 | For info 2019-20 | 2020-21 | 2021-22 | 2022-23 | 2023-24 | 2024-25 | 2025-26 | 2026-27 | 2027-28 | 2028-29 | 2029-30 | 2030-31 | 2031-32 | 2032-33 | 2033-34 | 2034-35 | 2035-36 | 2036-37 | 2037-38 | 2038-39 | 2039-40 | 2040-41 | 2041-42 | 2042-43 | 2043-44 | 2044-45 | 2045-46 | 2046-47 | 2047-48 | 2048-49 | 2049-50
Consumption | 19BL | Water delivered measured non-household | Input | Ml/d | 2 | 0.64036 | 0.65369 | 0.65582 | 0.65663 | 0.65871 | 0.66171 | 0.6572 | 0.65702 | 0.65683 | 0.65665 | 0.65647 | 0.65627 | 0.65608 | 0.65588 | 0.65567 | 0.65546 | 0.65523 | 0.65501 | 0.65477 | 0.65457 | 0.65436 | 0.65414 | 0.65392 | 0.65369 | 0.65346 | 0.65322 | 0.65298 | 0.65273 | 0.65247 | 0.65223 | 0.65198 | 0.65173 | 0.65148 | 0.65122
| 20BL | Water delivered unmeasured non- household | Input | Ml/d | 2 | 0.018566 | 0.017448 | 0.016912 | 0.016391 | 0.015886 | 0.015395 | 0.01492 | 0.014458 | 0.014011 | 0.013577 | 0.013157 | 0.01275 | 0.012355 | 0.011973 | 0.011602 | 0.011243 | 0.010896 | 0.010559 | 0.010232 | 0.0099164 | 0.0096102 | 0.0093136 | 0.0090263 | 0.0087479 | 0.0084783 | 0.0082172 | 0.0079642 | 0.0077192 | 0.0074818 | 0.0072519 | 0.0070292 | 0.0068135 | 0.0066046 | 0.0064022
| 21BL | Water delivered measured household | Input | Ml/d | 2 | 0.59148 | 0.67728 | 0.7035 | 0.73146 | 0.75454 | 0.77134 | 0.79231 | 0.80642 | 0.82316 | 0.84302 | 0.85666 | 0.87814 | 0.89414 | 0.91004 | 0.91854 | 0.92587 | 0.93217 | 0.93751 | 0.94192 | 0.94547 | 0.94816 | 0.95 | 0.95101 | 0.95123 | 0.9507 | 0.94943 | 0.94743 | 0.94472 | 0.94131 | 0.93721 | 0.93244 | 0.92702 | 0.92099 | 0.91435
| 22BL | Water delivered unmeasured household | Input | Ml/d | 2 | 1.4708 | 1.4344 | 1.4127 | 1.391 | 1.3604 | 1.3221 | 1.2928 | 1.256 | 1.228 | 1.2088 | 1.1823 | 1.1632 | 1.1365 | 1.1102 | 1.0772 | 1.0447 | 1.0129 | 0.98177 | 0.95128 | 0.92155 | 0.89249 | 0.86409 | 0.83632 | 0.80921 | 0.78272 | 0.75685 | 0.7316 | 0.70696 | 0.68291 | 0.65944 | 0.63655 | 0.61421 | 0.59243 | 0.57118
| 23BL | Measured Non Household - Consumption | 19BL-34BL | Ml/d | 2 | 0.62798 | 0.64107 | 0.6431 | 0.64381 | 0.64579 | 0.6487 | 0.64409 | 0.64383 | 0.64355 | 0.64328 | 0.64302 | 0.64275 | 0.64248 | 0.6422 | 0.64193 | 0.64164 | 0.64135 | 0.64106 | 0.64076 | 0.64049 | 0.64022 | 0.63994 | 0.63966 | 0.63938 | 0.63909 | 0.63879 | 0.63849 | 0.63819 | 0.63789 | 0.63759 | 0.63729 | 0.63699 | 0.63668 | 0.63638
| 24BL | Unmeasured Non Household - Consumption | 20BL-35BL | Ml/d | 2 | 0.017149 | 0.016118 | 0.015623 | 0.015142 | 0.014676 | 0.014223 | 0.013783 | 0.013357 | 0.012944 | 0.012544 | 0.012155 | 0.011779 | 0.011415 | 0.011062 | 0.010719 | 0.010388 | 0.010067 | 0.0097556 | 0.0094541 | 0.0091622 | 0.0088794 | 0.0086055 | 0.0083402 | 0.0080831 | 0.0078341 | 0.007593 | 0.0073594 | 0.0071331 | 0.006914 | 0.0067017 | 0.0064961 | 0.0062969 | 0.0061041 | 0.0059172
| 25BL | Measured Household - Consumption | 21BL-36BL | Ml/d | 2 | 0.53758 | 0.61859 | 0.64272 | 0.66845 | 0.68925 | 0.70382 | 0.72261 | 0.7346 | 0.74943 | 0.76763 | 0.77967 | 0.79938 | 0.81352 | 0.82752 | 0.83411 | 0.83955 | 0.84399 | 0.8475 | 0.8501 | 0.85187 | 0.85279 | 0.85289 | 0.85219 | 0.85072 | 0.84852 | 0.8456 | 0.84196 | 0.83764 | 0.83264 | 0.82696 | 0.82064 | 0.81369 | 0.80614 | 0.798
| 26BL | Unmeasured Household - Consumption | 22BL-37BL | Ml/d | 2 | 1.3651 | 1.333 | 1.3133 | 1.2936 | 1.2651 | 1.2287 | 1.2013 | 1.1663 | 1.1402 | 1.1227 | 1.098 | 1.0806 | 1.0557 | 1.031 | 0.99962 | 0.96874 | 0.93846 | 0.90883 | 0.87984 | 0.85157 | 0.82393 | 0.79693 | 0.77053 | 0.74477 | 0.71959 | 0.695 | 0.67102 | 0.64761 | 0.62477 | 0.6025 | 0.58076 | 0.55956 | 0.5389 | 0.51875
| 27 - | Percentage of consumption driven by climate change | Input | % | 1 | 0 | 0.14457 | 0.16535 | 0.18576 | 0.20753 | 0.22265 | 0.2348 | 0.24958 | 0.26341 | 0.27604 | 0.2902 | 0.30269 | 0.31679 | 0.33098 | 0.34724 | 0.36477 | 0.38271 | 0.40108 | 0.41989 | 0.43915 | 0.45888 | 0.4791 | 0.49983 | 0.52109 | 0.54289 | 0.5666 | 0.59094 | 0.61593 | 0.64161 | 0.668 | 0.69514 | 0.72306 | 0.75178 | 0.78134
| 28 - | Volume of consumption driven by climate change |  | Ml/d | 1 | 0 | 0.0037714 | 0.0043235 | 0.0048689 | 0.0054265 | 0.0057789 | 0.0060622 | 0.0063846 | 0.0067067 | 0.0070287 | 0.0073504 | 0.0076717 | 0.0079927 | 0.0083134 | 0.0086337 | 0.0089744 | 0.0093147 | 0.0096546 | 0.0099941 | 0.010334 | 0.010673 | 0.011012 | 0.01135 | 0.011688 | 0.012025 | 0.012392 | 0.012757 | 0.013123 | 0.013488 | 0.013853 | 0.014217 | 0.014581 | 0.014944 | 0.015307
PCC and consumption by component | 29BL | Measured Household - PCC | (25BL*1,000,000)/(51BL*1,000) | l/h/d | 1 | 109.2062 | 116.345 | 117.4278 | 118.5631 | 118.8544 | 118.1932 | 118.3199 | 117.533 | 117.503 | 118.2035 | 117.8725 | 118.5989 | 118.4724 | 118.3416 | 117.2224 | 116.0507 | 114.8293 | 113.5579 | 112.2392 | 110.8813 | 109.48 | 108.0351 | 106.55 | 105.0255 | 103.467 | 101.8736 | 100.246 | 98.5871 | 96.8986 | 95.1795 | 93.4326 | 91.6615 | 89.8673 | 88.051
| 29.1BL | Measured toilet flushing | Input | l/h/d | 1 | 24.7502 | 26.3681 | 26.6135 | 26.8708 | 26.9368 | 26.7869 | 26.8157 | 26.6373 | 26.6305 | 26.7893 | 26.7143 | 26.8789 | 26.8502 | 26.8206 | 26.5669 | 26.3014 | 26.0246 | 25.7364 | 25.4376 | 25.1298 | 24.8122 | 24.4848 | 24.1482 | 23.8027 | 23.4494 | 23.0883 | 22.7194 | 22.3435 | 21.9608 | 21.5712 | 21.1753 | 20.7739 | 20.3673 | 19.9556
| 29.2BL | Measured personal washing | Input | l/h/d | 1 | 46.2217 | 49.2432 | 49.7015 | 50.182 | 50.3053 | 50.0254 | 50.079 | 49.746 | 49.7333 | 50.0298 | 49.8897 | 50.1971 | 50.1436 | 50.0882 | 49.6145 | 49.1186 | 48.6017 | 48.0635 | 47.5054 | 46.9307 | 46.3375 | 45.726 | 45.0975 | 44.4522 | 43.7925 | 43.1181 | 42.4292 | 41.7271 | 41.0125 | 40.2848 | 39.5455 | 38.7959 | 38.0365 | 37.2677
| 29.3BL | Measured clothes washing | Input | l/h/d | 1 | 13.4793 | 14.3604 | 14.4941 | 14.6342 | 14.6702 | 14.5886 | 14.6042 | 14.5071 | 14.5034 | 14.5898 | 14.549 | 14.6386 | 14.623 | 14.6069 | 14.4687 | 14.3241 | 14.1734 | 14.0164 | 13.8537 | 13.6861 | 13.5131 | 13.3348 | 13.1515 | 12.9633 | 12.7709 | 12.5742 | 12.3733 | 12.1686 | 11.9602 | 11.748 | 11.5324 | 11.3138 | 11.0923 | 10.8681
| 29.4BL | Measured dish washing | Input | l/h/d | 1 | 10.6242 | 11.3187 | 11.424 | 11.5345 | 11.5628 | 11.4985 | 11.5108 | 11.4342 | 11.4313 | 11.4995 | 11.4673 | 11.5379 | 11.5256 | 11.5129 | 11.404 | 11.29 | 11.1712 | 11.0475 | 10.9192 | 10.7871 | 10.6508 | 10.5102 | 10.3658 | 10.2174 | 10.0658 | 9.9108 | 9.7525 | 9.5911 | 9.4268 | 9.2596 | 9.0896 | 8.9173 | 8.7428 | 8.5661
| 29.5BL | Measured miscellaneous internal use | Input | l/h/d | 1 | 12.8195 | 13.6575 | 13.7847 | 13.9179 | 13.9521 | 13.8745 | 13.8894 | 13.797 | 13.7935 | 13.8757 | 13.8369 | 13.9221 | 13.9073 | 13.8919 | 13.7605 | 13.623 | 13.4796 | 13.3304 | 13.1756 | 13.0162 | 12.8517 | 12.6821 | 12.5077 | 12.3288 | 12.1458 | 11.9588 | 11.7677 | 11.573 | 11.3748 | 11.173 | 10.9679 | 10.76 | 10.5494 | 10.3362
| 29.6BL | Measured external use | Input | l/h/d | 1 | 1.3113 | 1.3971 | 1.4101 | 1.4237 | 1.4272 | 1.4193 | 1.4208 | 1.4113 | 1.411 | 1.4194 | 1.4154 | 1.4241 | 1.4226 | 1.421 | 1.4076 | 1.3935 | 1.3789 | 1.3636 | 1.3478 | 1.3315 | 1.3146 | 1.2973 | 1.2794 | 1.2611 | 1.2424 | 1.2233 | 1.2037 | 1.1838 | 1.1636 | 1.1429 | 1.1219 | 1.1007 | 1.0791 | 1.0573
| 30BL | Unmeasured Household - PCC | (26BL*1,000,000)/(52BL*1,000) | l/h/d | 1 | 157.9096 | 159.6681 | 159.5508 | 159.4133 | 158.167 | 155.8251 | 154.509 | 152.1291 | 150.7901 | 150.4883 | 149.0763 | 148.6442 | 147.1513 | 145.6421 | 143.1159 | 140.5653 | 138.0011 | 135.4299 | 132.8527 | 130.286 | 127.7177 | 125.1511 | 122.5853 | 120.0251 | 117.4668 | 114.9154 | 112.3738 | 109.8413 | 107.3187 | 104.8085 | 102.3092 | 99.8231 | 97.3511 | 94.8945
| 30.1BL | Unmeasured toilet flushing | Input | l/h/d | 1 | 33.9029 | 34.2805 | 34.2553 | 34.2258 | 33.9582 | 33.4554 | 33.1728 | 32.6619 | 32.3744 | 32.3096 | 32.0064 | 31.9137 | 31.5931 | 31.2691 | 30.7268 | 30.1791 | 29.6286 | 29.0766 | 28.5233 | 27.9722 | 27.4208 | 26.8697 | 26.3189 | 25.7692 | 25.2199 | 24.6722 | 24.1265 | 23.5828 | 23.0411 | 22.5022 | 21.9656 | 21.4319 | 20.9011 | 20.3737
| 30.2BL | Unmeasured personal washing | Input | l/h/d | 1 | 67.939 | 68.6955 | 68.6451 | 68.5859 | 68.0497 | 67.0421 | 66.4759 | 65.452 | 64.8758 | 64.746 | 64.1385 | 63.9526 | 63.3103 | 62.661 | 61.5741 | 60.4767 | 59.3735 | 58.2673 | 57.1585 | 56.0542 | 54.9492 | 53.8449 | 52.741 | 51.6395 | 50.5389 | 49.4411 | 48.3476 | 47.2581 | 46.1727 | 45.0927 | 44.0175 | 42.9478 | 41.8843 | 40.8273
| 30.3BL | Unmeasured clothes washing | Input | l/h/d | 1 | 18.8687 | 19.0788 | 19.0648 | 19.0484 | 18.8994 | 18.6196 | 18.4623 | 18.178 | 18.018 | 17.9819 | 17.8132 | 17.7615 | 17.5832 | 17.4028 | 17.101 | 16.7962 | 16.4898 | 16.1826 | 15.8746 | 15.5679 | 15.261 | 14.9543 | 14.6478 | 14.3418 | 14.0362 | 13.7313 | 13.4276 | 13.125 | 12.8236 | 12.5236 | 12.225 | 11.9279 | 11.6325 | 11.339
| 30.4BL | Unmeasured dish washing | Input | l/h/d | 1 | 15.0631 | 15.2308 | 15.2196 | 15.2065 | 15.0876 | 14.8642 | 14.7387 | 14.5117 | 14.3839 | 14.3552 | 14.2205 | 14.1792 | 14.0368 | 13.8929 | 13.6519 | 13.4086 | 13.164 | 12.9187 | 12.6729 | 12.4281 | 12.1831 | 11.9382 | 11.6935 | 11.4493 | 11.2052 | 10.9618 | 10.7194 | 10.4778 | 10.2372 | 9.9977 | 9.7593 | 9.5222 | 9.2864 | 9.052
| 30.5BL | Unmeasured miscellaneous internal use | Input | l/h/d | 1 | 20.5916 | 20.8209 | 20.8056 | 20.7877 | 20.6251 | 20.3197 | 20.1481 | 19.8378 | 19.6632 | 19.6238 | 19.4397 | 19.3833 | 19.1887 | 18.9919 | 18.6624 | 18.3299 | 17.9955 | 17.6602 | 17.3241 | 16.9894 | 16.6545 | 16.3198 | 15.9852 | 15.6514 | 15.3178 | 14.9851 | 14.6537 | 14.3234 | 13.9945 | 13.6671 | 13.3412 | 13.017 | 12.6947 | 12.3743
| 30.6BL | Unmeasured external use | Input | l/h/d | 1 | 1.5444 | 1.5616 | 1.5604 | 1.5591 | 1.5469 | 1.524 | 1.5111 | 1.4879 | 1.4748 | 1.4718 | 1.458 | 1.4538 | 1.4392 | 1.4244 | 1.3997 | 1.3748 | 1.3497 | 1.3245 | 1.2993 | 1.2742 | 1.2491 | 1.224 | 1.1989 | 1.1739 | 1.1489 | 1.1239 | 1.099 | 1.0743 | 1.0496 | 1.0251 | 1.0006 | 0.97629 | 0.95212 | 0.92809
| 31BL | Average Household - PCC | ((25BL+26BL)*1,000,000))/(51BL+52BL*1,000) | l/h/d | 1 | 140.2389 | 142.812 | 142.7278 | 142.667 | 141.6438 | 139.6335 | 138.5885 | 136.5918 | 135.5594 | 135.4639 | 134.3127 | 134.1895 | 133.1256 | 132.0755 | 130.0489 | 128.0107 | 125.9652 | 123.9134 | 121.8552 | 119.8013 | 117.7419 | 115.6769 | 113.6065 | 111.5318 | 109.4531 | 107.3708 | 105.2855 | 103.1975 | 101.107 | 99.0136 | 96.9173 | 94.8204 | 92.7232 | 90.6258
| 32BL | Water Taken Unbilled | Input | Ml/d | 2 | 0.014229 | 0.014427 | 0.014506 | 0.014604 | 0.014709 | 0.01481 | 0.014911 | 0.015006 | 0.015081 | 0.015134 | 0.015183 | 0.015251 | 0.015332 | 0.01542 | 0.01551 | 0.015601 | 0.015691 | 0.015781 | 0.01587 | 0.015959 | 0.016047 | 0.016135 | 0.016223 | 0.01631 | 0.016397 | 0.016483 | 0.01657 | 0.016656 | 0.016741 | 0.016827 | 0.016912 | 0.016997 | 0.017081 | 0.017166
| 33BL | Distribution System Operational Use | Input | Ml/d | 2 | 0.038298 | 0.038834 | 0.039045 | 0.039308 | 0.039591 | 0.039865 | 0.040135 | 0.040391 | 0.040594 | 0.040737 | 0.040867 | 0.041051 | 0.041269 | 0.041504 | 0.041749 | 0.041993 | 0.042235 | 0.042476 | 0.042716 | 0.042955 | 0.043193 | 0.04343 | 0.043666 | 0.043901 | 0.044135 | 0.044368 | 0.0446 | 0.044831 | 0.045062 | 0.045292 | 0.045521 | 0.045749 | 0.045977 | 0.046204
Leakage | 34BL | Measured Non Household - USPL | Input | Ml/d | 2 | 0.012384 | 0.012612 | 0.012719 | 0.012822 | 0.012921 | 0.013016 | 0.013107 | 0.013196 | 0.013281 | 0.013364 | 0.013444 | 0.013522 | 0.013598 | 0.013671 | 0.013743 | 0.013813 | 0.013881 | 0.013947 | 0.014012 | 0.014076 | 0.014138 | 0.014198 | 0.014258 | 0.014316 | 0.014373 | 0.014428 | 0.014483 | 0.014537 | 0.01459 | 0.014641 | 0.014692 | 0.014742 | 0.014791 | 0.01484
| 35BL | Unmeasured Non Household - USPL | Input | Ml/d | 2 | 0.001417 | 0.0013304 | 0.0012891 | 0.0012491 | 0.0012103 | 0.0011727 | 0.0011363 | 0.0011011 | 0.0010669 | 0.0010338 | 0.0010017 | 0.00097058 | 0.00094045 | 0.00091126 | 0.00088297 | 0.00085557 | 0.00082901 | 0.00080328 | 0.00077834 | 0.00075418 | 0.00073077 | 0.00070809 | 0.00068611 | 0.00066481 | 0.00064417 | 0.00062418 | 0.0006048 | 0.00058603 | 0.00056784 | 0.00055021 | 0.00053313 | 0.00051659 | 0.00050055 | 0.00048501
| 36BL | Measured Household - USPL | Input | Ml/d | 2 | 0.053901 | 0.058698 | 0.060777 | 0.063013 | 0.065297 | 0.06752 | 0.069706 | 0.071819 | 0.073723 | 0.075391 | 0.076991 | 0.078757 | 0.080618 | 0.082518 | 0.084429 | 0.086314 | 0.088173 | 0.090007 | 0.091817 | 0.093602 | 0.095364 | 0.097102 | 0.098818 | 0.10051 | 0.10219 | 0.10384 | 0.10547 | 0.10708 | 0.10867 | 0.11024 | 0.1118 | 0.11333 | 0.11485 | 0.11635
| 37BL | Unmeasured Household - USPL | Input | Ml/d | 2 | 0.10572 | 0.10144 | 0.099374 | 0.097346 | 0.095359 | 0.093412 | 0.091506 | 0.089638 | 0.087809 | 0.086016 | 0.084261 | 0.082541 | 0.080856 | 0.079206 | 0.077589 | 0.076006 | 0.074454 | 0.072935 | 0.071446 | 0.069988 | 0.068559 | 0.06716 | 0.065789 | 0.064446 | 0.063131 | 0.061842 | 0.06058 | 0.059344 | 0.058132 | 0.056946 | 0.055784 | 0.054645 | 0.05353 | 0.052437
| 38BL | Void Properties - USPL | Input | Ml/d | 2 | 0.0078109 | 0.0076495 | 0.0077012 | 0.007761 | 0.0078239 | 0.0078847 | 0.0079445 | 0.0080016 | 0.0080495 | 0.0080871 | 0.0081222 | 0.008166 | 0.0082151 | 0.0082669 | 0.0083199 | 0.0083726 | 0.0084247 | 0.0084764 | 0.0085276 | 0.0085785 | 0.0086289 | 0.008679 | 0.0087287 | 0.008778 | 0.0088269 | 0.0088756 | 0.0089239 | 0.0089719 | 0.0090196 | 0.009067 | 0.0091142 | 0.0091611 | 0.0092077 | 0.009254
| 39BL | Distribution Losses | Input | Ml/d | 2 | 0.5684 | 0.60755 | 0.60742 | 0.60597 | 0.57848 | 0.55102 | 0.52356 | 0.49613 | 0.46889 | 0.45067 | 0.43248 | 0.41408 | 0.40012 | 0.38607 | 0.36742 | 0.34876 | 0.3301 | 0.31144 | 0.29276 | 0.28321 | 0.27366 | 0.2641 | 0.25454 | 0.24497 | 0.2354 | 0.22582 | 0.21624 | 0.20665 | 0.19706 | 0.18746 | 0.17786 | 0.16825 | 0.15864 | 0.14902
| 40BL | Total Leakage | sum(34BL:39BL) | Ml/d | 2 | 0.74963 | 0.78928 | 0.78928 | 0.78816 | 0.76109 | 0.73403 | 0.70696 | 0.67989 | 0.65282 | 0.63456 | 0.6163 | 0.59804 | 0.58434 | 0.57065 | 0.55239 | 0.53413 | 0.51586 | 0.4976 | 0.47934 | 0.47021 | 0.46108 | 0.45195 | 0.44282 | 0.43369 | 0.42456 | 0.41543 | 0.4063 | 0.39717 | 0.38804 | 0.37891 | 0.36978 | 0.36065 | 0.35152 | 0.34239
| 41BL | Total Leakage | (40BL*1,000,000)/(48BL*1,000) | l/prop/d | 2 | 118.1093 | 122.6475 | 121.9845 | 120.9967 | 116.0032 | 111.1095 | 106.2912 | 101.5727 | 97.039 | 93.9924 | 90.9961 | 87.9031 | 85.4365 | 82.9602 | 79.8347 | 76.7476 | 73.6985 | 70.6864 | 67.7101 | 66.0514 | 64.4128 | 62.7936 | 61.1935 | 59.6118 | 58.0482 | 56.5022 | 54.9734 | 53.4614 | 51.9659 | 50.4863 | 49.0225 | 47.574 | 46.1405 | 44.7218
Customer: Properties | 42BL | Measured non-households - properties | Input (total, excluding voids) | 000's | 2 | 0.57269 | 0.58328 | 0.58823 | 0.59297 | 0.59753 | 0.60192 | 0.60616 | 0.61025 | 0.6142 | 0.61803 | 0.62174 | 0.62535 | 0.62885 | 0.63225 | 0.63557 | 0.6388 | 0.64195 | 0.64502 | 0.64802 | 0.65095 | 0.65381 | 0.65662 | 0.65936 | 0.66205 | 0.66468 | 0.66726 | 0.66979 | 0.67227 | 0.67471 | 0.67711 | 0.67946 | 0.68177 | 0.68404 | 0.68628
| 43BL | Unmeasured non-households - properties | Input (total, excluding voids) | 000's | 2 | 0.041997 | 0.03943 | 0.038207 | 0.037021 | 0.035871 | 0.034758 | 0.033679 | 0.032634 | 0.031621 | 0.030639 | 0.029688 | 0.028767 | 0.027874 | 0.027008 | 0.02617 | 0.025358 | 0.024571 | 0.023808 | 0.023069 | 0.022353 | 0.021659 | 0.020987 | 0.020335 | 0.019704 | 0.019092 | 0.0185 | 0.017925 | 0.017369 | 0.01683 | 0.016307 | 0.015801 | 0.015311 | 0.014836 | 0.014375
| 44BL | All void non-households - properties | Input (voids in each year) | 000's | 2 | 0.048656 | 0.048952 | 0.049086 | 0.049212 | 0.049332 | 0.049446 | 0.049555 | 0.049659 | 0.04976 | 0.049858 | 0.049952 | 0.050045 | 0.050135 | 0.050223 | 0.050309 | 0.050394 | 0.050478 | 0.05056 | 0.050642 | 0.050723 | 0.050803 | 0.050883 | 0.050962 | 0.051041 | 0.05112 | 0.051198 | 0.051276 | 0.051353 | 0.051431 | 0.051508 | 0.051586 | 0.051663 | 0.05174 | 0.051817
| 45BL | Total measured households - properties (excl void) | Pre-plan year = input. Forecast years = Previous year 45BL + sum(45.1BL:45.6BL) | 000's | 2 | 2.3669 | 2.5792 | 2.6708 | 2.7698 | 2.871 | 2.9695 | 3.0665 | 3.1601 | 3.2443 | 3.3177 | 3.388 | 3.466 | 3.5485 | 3.6329 | 3.7178 | 3.8016 | 3.8843 | 3.9659 | 4.0464 | 4.1259 | 4.2043 | 4.2818 | 4.3583 | 4.4338 | 4.5084 | 4.5821 | 4.6549 | 4.7268 | 4.7979 | 4.8681 | 4.9376 | 5.0062 | 5.0741 | 5.1412
| 45.1BL | New build properties - properties | Input (new builds in each year) | 000's | 2 | 0.04081 | 0.045343 | 0.029859 | 0.038404 | 0.041949 | 0.040437 | 0.040042 | 0.037895 | 0.029548 | 0.01992 | 0.017921 | 0.026711 | 0.032186 | 0.035136 | 0.036653 | 0.03655 | 0.03639 | 0.036243 | 0.036101 | 0.035963 | 0.035827 | 0.035696 | 0.035572 | 0.035453 | 0.035339 | 0.03523 | 0.035124 | 0.035023 | 0.034927 | 0.034835 | 0.034752 | 0.034664 | 0.034578 | 0.034495
| 45.2BL | Meter optants - properties | Input (meter optants in each year) | 000's | 2 | 0.05548 | 0.060007 | 0.058782 | 0.057582 | 0.056407 | 0.055256 | 0.054128 | 0.053023 | 0.051941 | 0.050881 | 0.049842 | 0.048825 | 0.047828 | 0.046852 | 0.045896 | 0.044959 | 0.044041 | 0.043142 | 0.042262 | 0.041399 | 0.040554 | 0.039727 | 0.038916 | 0.038121 | 0.037343 | 0.036581 | 0.035835 | 0.035103 | 0.034387 | 0.033685 | 0.032997 | 0.032324 | 0.031664 | 0.031018
| 45.3BL | Compulsory metering - properties | Input (compulsory meters in each year) | 000's | 2 | 0 | 0 | 0 | 0 | 0 | 0 | 0 | 0 | 0 | 0 | 0 | 0 | 0 | 0 | 0 | 0 | 0 | 0 | 0 | 0 | 0 | 0 | 0 | 0 | 0 | 0 | 0 | 0 | 0 | 0 | 0 | 0 | 0 | 0
| 45.4BL | Metering on change of occupancy - properties | Input (change of occupancy meters in each year) | 000's | 2 | 0 | 0 | 0 | 0 | 0 | 0 | 0 | 0 | 0 | 0 | 0 | 0 | 0 | 0 | 0 | 0 | 0 | 0 | 0 | 0 | 0 | 0 | 0 | 0 | 0 | 0 | 0 | 0 | 0 | 0 | 0 | 0 | 0 | 0
| 45.5BL | Selective metering - properties | Input (selective meters in each year) | 000's | 2 | 0 | 0 | 0 | 0 | 0 | 0 | 0 | 0 | 0 | 0 | 0 | 0 | 0 | 0 | 0 | 0 | 0 | 0 | 0 | 0 | 0 | 0 | 0 | 0 | 0 | 0 | 0 | 0 | 0 | 0 | 0 | 0 | 0 | 0
| 45.6BL | Other changes to existing metering - properties | Input (other changes to meters in each year) | 000's | 2 | 0.0019368 | 0.0030736 | 0.0030109 | 0.0029494 | 0.0028892 | 0.0028303 | 0.0027725 | 0.0027159 | 0.0026605 | 0.0026062 | 0.002553 | 0.0025009 | 0.0024498 | 0.0023998 | 0.0023508 | 0.0023029 | 0.0022559 | 0.0022098 | 0.0021647 | 0.0021205 | 0.0020772 | 0.0020348 | 0.0019933 | 0.0019526 | 0.0019128 | 0.0018737 | 0.0018355 | 0.001798 | 0.0017613 | 0.0017254 | 0.0016902 | 0.0016557 | 0.0016219 | 0.0015888
| 45.7BL | Measured void households - properties | Input (voids in each year) | 000's | 2 | 0.07727 | 0.080098 | 0.082925 | 0.085948 | 0.089029 | 0.092028 | 0.094976 | 0.097825 | 0.1004 | 0.10268 | 0.10486 | 0.10725 | 0.10976 | 0.11232 | 0.11489 | 0.11742 | 0.11992 | 0.12238 | 0.12481 | 0.1272 | 0.12956 | 0.13189 | 0.13419 | 0.13646 | 0.1387 | 0.14091 | 0.14309 | 0.14524 | 0.14737 | 0.14947 | 0.15154 | 0.15359 | 0.15561 | 0.15761
| 46BL | Unmeasured households - properties (excl void) | Input (total) | 000's | 2 | 3.155 | 3.0275 | 2.9657 | 2.9052 | 2.8459 | 2.7878 | 2.7309 | 2.6751 | 2.6205 | 2.5671 | 2.5147 | 2.4633 | 2.4131 | 2.3638 | 2.3156 | 2.2683 | 2.222 | 2.1766 | 2.1322 | 2.0887 | 2.0461 | 2.0043 | 1.9634 | 1.9233 | 1.8841 | 1.8456 | 1.8079 | 1.771 | 1.7349 | 1.6995 | 1.6648 | 1.6308 | 1.5975 | 1.5649
| 47BL | Unmeasured void households - properties | Input (voids in each year) | 000's | 2 | 0.084416 | 0.076946 | 0.075375 | 0.073837 | 0.07233 | 0.070854 | 0.069407 | 0.067991 | 0.066603 | 0.065244 | 0.063912 | 0.062607 | 0.06133 | 0.060078 | 0.058852 | 0.05765 | 0.056474 | 0.055321 | 0.054192 | 0.053086 | 0.052002 | 0.050941 | 0.049901 | 0.048883 | 0.047885 | 0.046908 | 0.04595 | 0.045012 | 0.044094 | 0.043194 | 0.042312 | 0.041448 | 0.040602 | 0.039774
| 48BL | Total Resource Zone Properties (incl voids) | SUM(42BL:45BL)+45.7BL+46BL+47BL | 000's | 2 | 6.3469 | 6.4354 | 6.4704 | 6.5139 | 6.561 | 6.6063 | 6.6511 | 6.6936 | 6.7274 | 6.7512 | 6.7728 | 6.8034 | 6.8395 | 6.8786 | 6.9191 | 6.9595 | 6.9997 | 7.0396 | 7.0793 | 7.1189 | 7.1582 | 7.1974 | 7.2364 | 7.2753 | 7.3139 | 7.3525 | 7.3909 | 7.4291 | 7.4672 | 7.5052 | 7.5431 | 7.5808 | 7.6184 | 7.6559
Customer: Population | 49BL | Measured Non Household - Population | Input (total) | 000's | 2 | 0.768 | 0.77044 | 0.77157 | 0.77311 | 0.77503 | 0.77784 | 0.77996 | 0.78183 | 0.78324 | 0.78431 | 0.78602 | 0.78812 | 0.79022 | 0.79214 | 0.79404 | 0.79773 | 0.801 | 0.80422 | 0.80688 | 0.80908 | 0.81126 | 0.81348 | 0.81585 | 0.81753 | 0.81896 | 0.82039 | 0.8218 | 0.82321 | 0.8246 | 0.82599 | 0.82737 | 0.82874 | 0.83009 | 0.83144
| 50BL | Unmeasured Non Household - Population | Input (total) | 000's | 2 | 0 | 0 | 0 | 0 | 0 | 0 | 0 | 0 | 0 | 0 | 0 | 0 | 0 | 0 | 0 | 0 | 0 | 0 | 0 | 0 | 0 | 0 | 0 | 0 | 0 | 0 | 0 | 0 | 0 | 0 | 0 | 0 | 0 | 0
| 51BL | Measured Household - Population | Input (total) | 000's | 2 | 4.9226 | 5.3168 | 5.4733 | 5.6379 | 5.7991 | 5.9549 | 6.1072 | 6.2501 | 6.378 | 6.4942 | 6.6145 | 6.7402 | 6.8668 | 6.9927 | 7.1157 | 7.2344 | 7.35 | 7.4631 | 7.574 | 7.6827 | 7.7895 | 7.8946 | 7.998 | 8.1001 | 8.2009 | 8.3005 | 8.3989 | 8.4964 | 8.5929 | 8.6884 | 8.7832 | 8.8771 | 8.9703 | 9.0629
| 52BL | Unmeasured Household - Population | Input (total) | 000's | 2 | 8.6448 | 8.3484 | 8.2313 | 8.1149 | 7.9983 | 7.8852 | 7.7752 | 7.6667 | 7.5613 | 7.4607 | 7.3657 | 7.2699 | 7.174 | 7.0789 | 6.9847 | 6.8918 | 6.8004 | 6.7107 | 6.6227 | 6.5361 | 6.4512 | 6.3677 | 6.2857 | 6.2051 | 6.1259 | 6.048 | 5.9713 | 5.8959 | 5.8217 | 5.7485 | 5.6765 | 5.6056 | 5.5356 | 5.4666
| 53BL | Total Resource Zone Population | Sum(49BL:52BL) | 000's | 2 | 14.3354 | 14.4356 | 14.4762 | 14.5259 | 14.5724 | 14.6179 | 14.6624 | 14.6986 | 14.7225 | 14.7392 | 14.7662 | 14.7982 | 14.8309 | 14.8637 | 14.8944 | 14.9239 | 14.9514 | 14.9781 | 15.0036 | 15.0279 | 15.0519 | 15.0758 | 15.0996 | 15.1227 | 15.1457 | 15.1688 | 15.1921 | 15.2155 | 15.2392 | 15.263 | 15.2871 | 15.3114 | 15.336 | 15.3609
Occupancy | 54BL | Measured Household - Occupancy Rate (average) (excl voids) | 51BL/45BL | h/prop | 1 | 2.0797 | 2.0614 | 2.0493 | 2.0355 | 2.0199 | 2.0053 | 1.9916 | 1.9778 | 1.9659 | 1.9574 | 1.9523 | 1.9447 | 1.9351 | 1.9248 | 1.914 | 1.903 | 1.8922 | 1.8818 | 1.8718 | 1.8621 | 1.8527 | 1.8438 | 1.8351 | 1.8269 | 1.819 | 1.8115 | 1.8043 | 1.7975 | 1.791 | 1.7848 | 1.7789 | 1.7732 | 1.7679 | 1.7628
| 55BL | Unmeasured Household - Occupancy Rate | 52BL/46BL | h/prop | 1 | 2.7401 | 2.7575 | 2.7755 | 2.7933 | 2.8105 | 2.8285 | 2.8472 | 2.8659 | 2.8854 | 2.9063 | 2.9291 | 2.9512 | 2.973 | 2.9947 | 3.0164 | 3.0383 | 3.0605 | 3.0831 | 3.106 | 3.1293 | 3.153 | 3.177 | 3.2014 | 3.2262 | 3.2514 | 3.2769 | 3.3028 | 3.3291 | 3.3556 | 3.3825 | 3.4098 | 3.4373 | 3.4651 | 3.4932
Metering | 56BL | Total Household Metering penetration (excl. voids) | 45BL/45BL+46BL | % | 0 | 42.86% | 46% | 47.38% | 48.81% | 50.22% | 51.58% | 52.89% | 54.16% | 55.32% | 56.38% | 57.4% | 58.46% | 59.52% | 60.58% | 61.62% | 62.63% | 63.61% | 64.56% | 65.49% | 66.39% | 67.27% | 68.12% | 68.94% | 69.75% | 70.53% | 71.29% | 72.03% | 72.74% | 73.44% | 74.12% | 74.78% | 75.43% | 76.05% | 76.66%
| 57BL | Total Household Metering penetration (incl. voids) | 45BL/(45BL+45.7BL+46BL+47BL) | % | 0 | 41.65% | 44.75% | 46.09% | 47.47% | 48.84% | 50.16% | 51.44% | 52.66% | 53.79% | 54.81% | 55.8% | 56.83% | 57.86% | 58.89% | 59.9% | 60.87% | 61.83% | 62.75% | 63.65% | 64.52% | 65.37% | 66.19% | 66.99% | 67.77% | 68.53% | 69.26% | 69.98% | 70.67% | 71.35% | 72.01% | 72.65% | 73.28% | 73.88% | 74.47%
|  | Company: | Dŵr Cymru Welsh Water
|  | Resource Zone Name: | Monmouth
|  | Resource Zone Number: | 8106
|  | Planning Scenario Name: | Dry Year Annual Average
|  | Chosen Level of Service: | 1 in 20

## 4. BL SDB
Table 4: Baseline supply demand balance
| Row ref | Component | Derivation | Unit | Decimal places | 2015-16 | For info 2017-18 | For info 2018-19 | For info 2019-20 | 2020-21 | 2021-22 | 2022-23 | 2023-24 | 2024-25 | 2025-26 | 2026-27 | 2027-28 | 2028-29 | 2029-30 | 2030-31 | 2031-32 | 2032-33 | 2033-34 | 2034-35 | 2035-36 | 2036-37 | 2037-38 | 2038-39 | 2039-40 | 2040-41 | 2041-42 | 2042-43 | 2043-44 | 2044-45 | 2045-46 | 2046-47 | 2047-48 | 2048-49 | 2049-50
SDB | 11BL | Distribution input | 19BL+20BL+21BL+22BL+32BL+33BL+38BL+39BL | Ml/d | 2 | 3.35 | 3.4513 | 3.4576 | 3.4631 | 3.4302 | 3.3842 | 3.3438 | 3.2934 | 3.2546 | 3.2366 | 3.2052 | 3.1889 | 3.164 | 3.1393 | 3.096 | 3.052 | 3.0077 | 2.963 | 2.9181 | 2.8822 | 2.8461 | 2.8099 | 2.7734 | 2.7368 | 2.7001 | 2.6633 | 2.6263 | 2.5892 | 2.5521 | 2.5148 | 2.4774 | 2.4399 | 2.4024 | 2.3648
| 12BL | Water Available For Use (own sources) | (7BL+8BL)-(9BL+10BL) | Ml/d | 2 | 4.3191 | 4.1093 | 4.1093 | 4.1093 | 4.1093 | 4.1093 | 4.1093 | 4.1093 | 4.1093 | 4.1093 | 4.1093 | 4.1093 | 4.1093 | 4.1093 | 4.1093 | 4.1093 | 4.1093 | 4.1093 | 4.1093 | 4.1093 | 4.1093 | 4.1093 | 4.1093 | 4.1093 | 4.1093 | 4.1093 | 4.1093 | 4.1093 | 4.1093 | 4.1093 | 4.1093 | 4.1093 | 4.1093 | 4.1093
| 13BL | Total Water Available For Use | 12BL+(2BL+3BL)-(5BL+6BL) | Ml/d | 2 | 4.4267 | 4.1093 | 4.1093 | 4.1093 | 4.1093 | 4.1093 | 4.1093 | 4.1093 | 4.1093 | 4.1093 | 4.1093 | 4.1093 | 4.1093 | 4.1093 | 4.1093 | 4.1093 | 4.1093 | 4.1093 | 4.1093 | 4.1093 | 4.1093 | 4.1093 | 4.1093 | 4.1093 | 4.1093 | 4.1093 | 4.1093 | 4.1093 | 4.1093 | 4.1093 | 4.1093 | 4.1093 | 4.1093 | 4.1093
| 14BL | Target headroom (climate change component) | Input | Ml/d | 2 | 0.00064141 | 0.0013019 | 0.0019723 | 0.0026317 | 0.0033083 | 0.0039026 | 0.0045924 | 0.0052029 | 0.0058751 | 0.0051824 | 0.0056431 | 0.0061711 | 0.0061332 | 0.0071294 | 0.0060683 | 0.0063379 | 0.0067592 | 0.0013333 | 0.0073602 | 0.005972 | 0.0063211 | 0.0064939 | 0.0066665 | 0.0068843 | 0.0055339 | 0.0057204 | 0.0057633 | 0.0058448 | 0.0059405 | 0.0059342 | 0.0060335 | 0.0062165 | 0.0062673 | 0.0062985
| 15BL | Target headroom (All other components) | Input | Ml/d | 2 | 0.31217 | 0.31663 | 0.31618 | 0.31933 | 0.31938 | 0.32091 | 0.3184 | 0.31551 | 0.31429 | 0.24807 | 0.24776 | 0.24888 | 0.24821 | 0.24862 | 0.21331 | 0.22178 | 0.23321 | 0.24818 | 0.25794 | 0.23538 | 0.24728 | 0.26375 | 0.27885 | 0.29415 | 0.2725 | 0.28701 | 0.30395 | 0.32012 | 0.33976 | 0.3528 | 0.37158 | 0.38556 | 0.40604 | 0.42557
| 16BL | Target Headroom | 14BL+15BL | Ml/d | 2 | 0.31281 | 0.31793 | 0.31815 | 0.32196 | 0.32269 | 0.32481 | 0.32299 | 0.32071 | 0.32016 | 0.25326 | 0.2534 | 0.25505 | 0.25435 | 0.25575 | 0.21938 | 0.22812 | 0.23997 | 0.24952 | 0.2653 | 0.24135 | 0.2536 | 0.27025 | 0.28551 | 0.30104 | 0.27803 | 0.29273 | 0.30971 | 0.32596 | 0.3457 | 0.35873 | 0.37761 | 0.39178 | 0.41231 | 0.43186
| 17BL | Available Headroom | 13BL-11BL | Ml/d | 2 | 1.0767 | 0.65797 | 0.65167 | 0.64616 | 0.67908 | 0.7251 | 0.76543 | 0.81587 | 0.85467 | 0.87262 | 0.90401 | 0.92038 | 0.94524 | 0.96992 | 1.0132 | 1.0572 | 1.1016 | 1.1463 | 1.1912 | 1.227 | 1.2631 | 1.2994 | 1.3358 | 1.3724 | 1.4091 | 1.446 | 1.483 | 1.52 | 1.5572 | 1.5945 | 1.6319 | 1.6693 | 1.7069 | 1.7445
| 18BL | Supply Demand Balance | 17BL-16BL | Ml/d | 2 | 0.7639 | 0.34004 | 0.33352 | 0.3242 | 0.35639 | 0.40029 | 0.44244 | 0.49515 | 0.53451 | 0.61937 | 0.65061 | 0.66533 | 0.6909 | 0.71417 | 0.79385 | 0.82909 | 0.86162 | 0.89674 | 0.92588 | 0.9857 | 1.0095 | 1.0291 | 1.0503 | 1.0714 | 1.1311 | 1.1533 | 1.1732 | 1.1941 | 1.2115 | 1.2358 | 1.2542 | 1.2775 | 1.2945 | 1.3126
|  | Company: | Dŵr Cymru Welsh Water
|  | Resource Zone Name: | Monmouth
|  | Resource Zone Number: | 8106
|  | Planning Scenario Name: | Dry Year Annual Average
|  | Chosen Level of Service: | 1 in 20
README

## 5. Feasible Options
Table 5: Feasible options detailed costs | [18 empty] | ENTER DISCOUNT RATE % |  |  |  | 3.5% | 3.5% | 3.5% | 3.5% | 3.5% | 3.5% | 3.5% | 3.5% | 3.5% | 3.5% | 3.5% | 3.5% | 3.5% | 3.5% | 3.5% | 3.5% | 3.5% | 3.5% | 3.5% | 3.5% | 3.5% | 3.5% | 3.5% | 3.5% | 3.5% | 3.5% | 3.5% | 3.5% | 3.5% | 3% | 3% | 3% | 3% | 3% | 3% | 3% | 3% | 3% | 3% | 3% | 3% | 3% | 3% | 3% | 3% | 3% | 3% | 3% | 3% | 3% | 3% | 3% | 3% | 3% | 3% | 3% | 3% | 3% | 3% | 3% | 3% | 3% | 3% | 3% | 3% | 3% | 3% | 3% | 3% | 3% | 3% | 3% | 3% | 3% | 2.5% | 2.5% | 2.5% | 2.5% | 2.5% | 2.5% | 2.5% | 2.5% | 2.5% | 2.5% | 2.5% | 2.5% | 2.5% | 2.5% | 2.5% | 2.5% | 2.5% | 2.5% | 2.5% | 2.5% | 2.5% | 2.5% | 2.5% | 2.5% | 2.5% | 2.5% | 2.5% | 2.5% | 2.5%
Detail the gains in WAFU / savings in demand, and the costs of feasible options under capacity use scenario | [18 empty] | ENTER DISCOUNT PERIOD (YRS) | 80 |  | 1 | 0.96618 | 0.93351 | 0.90194 | 0.87144 | 0.84197 | 0.8135 | 0.78599 | 0.75941 | 0.73373 | 0.70892 | 0.68495 | 0.66178 | 0.6394 | 0.61778 | 0.59689 | 0.57671 | 0.5572 | 0.53836 | 0.52016 | 0.50257 | 0.48557 | 0.46915 | 0.45329 | 0.43796 | 0.42315 | 0.40884 | 0.39501 | 0.38165 | 0.36875 | 0.35801 | 0.34758 | 0.33746 | 0.32763 | 0.31809 | 0.30882 | 0.29983 | 0.29109 | 0.28261 | 0.27438 | 0.26639 | 0.25863 | 0.2511 | 0.24379 | 0.23669 | 0.22979 | 0.2231 | 0.2166 | 0.21029 | 0.20417 | 0.19822 | 0.19245 | 0.18684 | 0.1814 | 0.17612 | 0.17099 | 0.16601 | 0.16117 | 0.15648 | 0.15192 | 0.14749 | 0.1432 | 0.13903 | 0.13498 | 0.13105 | 0.12723 | 0.12352 | 0.11993 | 0.11643 | 0.11304 | 0.10975 | 0.10655 | 0.10345 | 0.10044 | 0.097511 | 0.095133 | 0.092813 | 0.090549 | 0.08834 | 0.086186 | Note: If option costs are required from beyond year 80 then the NPV calculation formula must be amended manually to cover the extended period
[22 empty] | 1 | 2 | 3 | 4 | 5 | 6 | 7 | 8 | 9 | 10 | 11 | 12 | 13 | 14 | 15 | 16 | 17 | 18 | 19 | 20 | 21 | 22 | 23 | 24 | 25 | 26 | 27 | 28 | 29 | 30 | 31 | 32 | 33 | 34 | 35 | 36 | 37 | 38 | 39 | 40 | 41 | 42 | 43 | 44 | 45 | 46 | 47 | 48 | 49 | 50 | 51 | 52 | 53 | 54 | 55 | 56 | 57 | 58 | 59 | 60 | 61 | 62 | 63 | 64 | 65 | 66 | 67 | 68 | 69 | 70 | 71 | 72 | 73 | 74 | 75 | 76 | 77 | 78 | 79 | 80 | 81 | 82 | 83 | 84 | 85 | 86 | 87 | 88 | 89 | 90 | 91 | 92 | 93 | 94 | 95 | 96 | 97 | 98 | 99 | 100 | 101 | 102 | 103 | 104
Row ref | Option name | Option reference no. | Type of option | Preferred Option (Y/N) | Earliest potential option start date (Year) | Costs based on capacity | WAFU on full implementation (Ml/d) | NPV of WAFU (Ml) | CAPEX NPV (£000) | OPEX NPV (£000) | NPV of opex savings (£000) | NPV of carbon (£000) | Social & Env. NPV (£000) | TOTAL NPV (£000) | AIC (p/m3) | AISC (p/m3) | Scope confidence (score 1 to 5) | Cost confidence (score 1 to 5) | Cost component | Derivation | Unit | Year 1 | Year 2 | Year 3 | Year 4 | Year 5 | Year 6 | Year 7 | Year 8 | Year 9 | Year 10 | Year 11 | Year 12 | Year 13 | Year 14 | Year 15 | Year 16 | Year 17 | Year 18 | Year 19 | Year 20 | Year 21 | Year 22 | Year 23 | Year 24 | Year 25 | Year 26 | Year 27 | Year 28 | Year 29 | Year 30 | Year 31 | Year 32 | Year 33 | Year 34 | Year 35 | Year 36 | Year 37 | Year 38 | Year 39 | Year 40 | Year 41 | Year 42 | Year 43 | Year 44 | Year 45 | Year 46 | Year 47 | Year 48 | Year 49 | Year 50 | Year 51 | Year 52 | Year 53 | Year 54 | Year 55 | Year 56 | Year 57 | Year 58 | Year 59 | Year 60 | Year 61 | Year 62 | Year 63 | Year 64 | Year 65 | Year 66 | Year 67 | Year 68 | Year 69 | Year 70 | Year 71 | Year 72 | Year 73 | Year 74 | Year 75 | Year 76 | Year 77 | Year 78 | Year 79 | Year 80 | Year 81 | Year 82 | Year 83 | Year 84 | Year 85 | Year 86 | Year 87 | Year 88 | Year 89 | Year 90 | Year 91 | Year 92 | Year 93 | Year 94 | Year 95 | Year 96 | Year 97 | Year 98 | Year 99 | Year 100 | Year 101 | Year 102 | Year 103 | Year 104
58a | RESOURCE SIDE | bar: 1 to 80
58.1a | Options to increase raw water abstractions | [17 empty] | Total Mld for SDB component |  |  | 0 | 0 | 0 | 0 | 0 | 0 | 0 | 0 | 0 | 0 | 0 | 0 | 0 | 0 | 0 | 0 | 0 | 0 | 0 | 0 | 0 | 0 | 0 | 0 | 0 | 0 | 0 | 0 | 0 | 0 | 0 | 0 | 0 | 0 | 0 | 0 | 0 | 0 | 0 | 0 | 0 | 0 | 0 | 0 | 0 | 0 | 0 | 0 | 0 | 0 | 0 | 0 | 0 | 0 | 0 | 0 | 0 | 0 | 0 | 0 | 0 | 0 | 0 | 0 | 0 | 0 | 0 | 0 | 0 | 0 | 0 | 0 | 0 | 0 | 0 | 0 | 0 | 0 | 0 | 0 | 0 | 0 | 0 | 0 | 0 | 0 | 0 | 0 | 0 | 0 | 0 | 0 | 0 | 0 | 0 | 0 | 0 | 0 | 0 | 0 | 0 | 0 | 0 | 0
58.1x | [5 empty] | Capacity | 0 | 0 | 0 | 0 | 0 | 0 | 0 | 0 | #DIV/0! | #DIV/0! |  |  | Gains in WAFU / Savings in demand | Input | Ml/d | 81: 0; 82: 0; 83: 0; 84: 0; 85: 0; 86: 0; 87: 0; 88: 0; 89: 0; 90: 0; 91: 0; 92: 0; 93: 0; 94: 0; 95: 0; 96: 0; 97: 0; 98: 0; 99: 0; 100: 0; 101: 0; 102: 0; 103: 0; 104: 0
[19 empty] | Fixed capex | Input | £000s | 81: 0; 82: 0; 83: 0; 84: 0; 85: 0; 86: 0; 87: 0; 88: 0; 89: 0; 90: 0; 91: 0; 92: 0; 93: 0; 94: 0; 95: 0; 96: 0; 97: 0; 98: 0; 99: 0; 100: 0; 101: 0; 102: 0; 103: 0; 104: 0
[19 empty] | Variable capex | Input | £000s | 81: 0; 82: 0; 83: 0; 84: 0; 85: 0; 86: 0; 87: 0; 88: 0; 89: 0; 90: 0; 91: 0; 92: 0; 93: 0; 94: 0; 95: 0; 96: 0; 97: 0; 98: 0; 99: 0; 100: 0; 101: 0; 102: 0; 103: 0; 104: 0
[19 empty] | Financing costs | Input | £000s
[19 empty] | Fixed opex | Input | £000s | 81: 0; 82: 0; 83: 0; 84: 0; 85: 0; 86: 0; 87: 0; 88: 0; 89: 0; 90: 0; 91: 0; 92: 0; 93: 0; 94: 0; 95: 0; 96: 0; 97: 0; 98: 0; 99: 0; 100: 0; 101: 0; 102: 0; 103: 0; 104: 0
| NO DEFICIT | [17 empty] | Variable opex | Input | £000s | 81: 0; 82: 0; 83: 0; 84: 0; 85: 0; 86: 0; 87: 0; 88: 0; 89: 0; 90: 0; 91: 0; 92: 0; 93: 0; 94: 0; 95: 0; 96: 0; 97: 0; 98: 0; 99: 0; 100: 0; 101: 0; 102: 0; 103: 0; 104: 0
[19 empty] | Opex savings | Input | £000s | 81: 0; 82: 0; 83: 0; 84: 0; 85: 0; 86: 0; 87: 0; 88: 0; 89: 0; 90: 0; 91: 0; 92: 0; 93: 0; 94: 0; 95: 0; 96: 0; 97: 0; 98: 0; 99: 0; 100: 0; 101: 0; 102: 0; 103: 0; 104: 0
[19 empty] | Fixed env & social | Input | £000s | 81: 0; 82: 0; 83: 0; 84: 0; 85: 0; 86: 0; 87: 0; 88: 0; 89: 0; 90: 0; 91: 0; 92: 0; 93: 0; 94: 0; 95: 0; 96: 0; 97: 0; 98: 0; 99: 0; 100: 0; 101: 0; 102: 0; 103: 0; 104: 0
[19 empty] | Variable env & social | Input | £000s | 81: 0; 82: 0; 83: 0; 84: 0; 85: 0; 86: 0; 87: 0; 88: 0; 89: 0; 90: 0; 91: 0; 92: 0; 93: 0; 94: 0; 95: 0; 96: 0; 97: 0; 98: 0; 99: 0; 100: 0; 101: 0; 102: 0; 103: 0; 104: 0
[19 empty] | Fixed carbon costs | Input | £000s | 81: 0; 82: 0; 83: 0; 84: 0; 85: 0; 86: 0; 87: 0; 88: 0; 89: 0; 90: 0; 91: 0; 92: 0; 93: 0; 94: 0; 95: 0; 96: 0; 97: 0; 98: 0; 99: 0; 100: 0; 101: 0; 102: 0; 103: 0; 104: 0
[19 empty] | Variable carbon costs | Input | £000s | 81: 0; 82: 0; 83: 0; 84: 0; 85: 0; 86: 0; 87: 0; 88: 0; 89: 0; 90: 0; 91: 0; 92: 0; 93: 0; 94: 0; 95: 0; 96: 0; 97: 0; 98: 0; 99: 0; 100: 0; 101: 0; 102: 0; 103: 0; 104: 0
[19 empty] | Customer willingness to pay | Input | £000s | 81: 0; 82: 0; 83: 0; 84: 0; 85: 0; 86: 0; 87: 0; 88: 0; 89: 0; 90: 0; 91: 0; 92: 0; 93: 0; 94: 0; 95: 0; 96: 0; 97: 0; 98: 0; 99: 0; 100: 0; 101: 0; 102: 0; 103: 0; 104: 0
[19 empty] | Total | Sum of above (excl WAFU) | £000s | 0 | 0 | 0 | 0 | 0 | 0 | 0 | 0 | 0 | 0 | 0 | 0 | 0 | 0 | 0 | 0 | 0 | 0 | 0 | 0 | 0 | 0 | 0 | 0 | 0 | 0 | 0 | 0 | 0 | 0 | 0 | 0 | 0 | 0 | 0 | 0 | 0 | 0 | 0 | 0 | 0 | 0 | 0 | 0 | 0 | 0 | 0 | 0 | 0 | 0 | 0 | 0 | 0 | 0 | 0 | 0 | 0 | 0 | 0 | 0 | 0 | 0 | 0 | 0 | 0 | 0 | 0 | 0 | 0 | 0 | 0 | 0 | 0 | 0 | 0 | 0 | 0 | 0 | 0 | 0 | 0 | 0 | 0 | 0 | 0 | 0 | 0 | 0 | 0 | 0 | 0 | 0 | 0 | 0 | 0 | 0 | 0 | 0 | 0 | 0 | 0 | 0 | 0 | 0
58.2a | Options to increase raw imports | [20 empty] | 0 | 0 | 0 | 0 | 0 | 0 | 0 | 0 | 0 | 0 | 0 | 0 | 0 | 0 | 0 | 0 | 0 | 0 | 0 | 0 | 0 | 0 | 0 | 0 | 0 | 0 | 0 | 0 | 0 | 0 | 0 | 0 | 0 | 0 | 0 | 0 | 0 | 0 | 0 | 0 | 0 | 0 | 0 | 0 | 0 | 0 | 0 | 0 | 0 | 0 | 0 | 0 | 0 | 0 | 0 | 0 | 0 | 0 | 0 | 0 | 0 | 0 | 0 | 0 | 0 | 0 | 0 | 0 | 0 | 0 | 0 | 0 | 0 | 0 | 0 | 0 | 0 | 0 | 0 | 0 | 0 | 0 | 0 | 0 | 0 | 0 | 0 | 0 | 0 | 0 | 0 | 0 | 0 | 0 | 0 | 0 | 0 | 0 | 0 | 0 | 0 | 0 | 0 | 0
58.3a | Options to increase potable imports | [20 empty] | 0 | 0 | 0 | 0 | 0 | 0 | 0 | 0 | 0 | 0 | 0 | 0 | 0 | 0 | 0 | 0 | 0 | 0 | 0 | 0 | 0 | 0 | 0 | 0 | 0 | 0 | 0 | 0 | 0 | 0 | 0 | 0 | 0 | 0 | 0 | 0 | 0 | 0 | 0 | 0 | 0 | 0 | 0 | 0 | 0 | 0 | 0 | 0 | 0 | 0 | 0 | 0 | 0 | 0 | 0 | 0 | 0 | 0 | 0 | 0 | 0 | 0 | 0 | 0 | 0 | 0 | 0 | 0 | 0 | 0 | 0 | 0 | 0 | 0 | 0 | 0 | 0 | 0 | 0 | 0 | 0 | 0 | 0 | 0 | 0 | 0 | 0 | 0 | 0 | 0 | 0 | 0 | 0 | 0 | 0 | 0 | 0 | 0 | 0 | 0 | 0 | 0 | 0 | 0
58.4a | Options to reduce raw water losses and operational use | [20 empty] | 0 | 0 | 0 | 0 | 0 | 0 | 0 | 0 | 0 | 0 | 0 | 0 | 0 | 0 | 0 | 0 | 0 | 0 | 0 | 0 | 0 | 0 | 0 | 0 | 0 | 0 | 0 | 0 | 0 | 0 | 0 | 0 | 0 | 0 | 0 | 0 | 0 | 0 | 0 | 0 | 0 | 0 | 0 | 0 | 0 | 0 | 0 | 0 | 0 | 0 | 0 | 0 | 0 | 0 | 0 | 0 | 0 | 0 | 0 | 0 | 0 | 0 | 0 | 0 | 0 | 0 | 0 | 0 | 0 | 0 | 0 | 0 | 0 | 0 | 0 | 0 | 0 | 0 | 0 | 0 | 0 | 0 | 0 | 0 | 0 | 0 | 0 | 0 | 0 | 0 | 0 | 0 | 0 | 0 | 0 | 0 | 0 | 0 | 0 | 0 | 0 | 0 | 0 | 0
58.5a | Options to reduce raw water exports | [20 empty] | 0 | 0 | 0 | 0 | 0 | 0 | 0 | 0 | 0 | 0 | 0 | 0 | 0 | 0 | 0 | 0 | 0 | 0 | 0 | 0 | 0 | 0 | 0 | 0 | 0 | 0 | 0 | 0 | 0 | 0 | 0 | 0 | 0 | 0 | 0 | 0 | 0 | 0 | 0 | 0 | 0 | 0 | 0 | 0 | 0 | 0 | 0 | 0 | 0 | 0 | 0 | 0 | 0 | 0 | 0 | 0 | 0 | 0 | 0 | 0 | 0 | 0 | 0 | 0 | 0 | 0 | 0 | 0 | 0 | 0 | 0 | 0 | 0 | 0 | 0 | 0 | 0 | 0 | 0 | 0 | 0 | 0 | 0 | 0 | 0 | 0 | 0 | 0 | 0 | 0 | 0 | 0 | 0 | 0 | 0 | 0 | 0 | 0 | 0 | 0 | 0 | 0 | 0 | 0
58.6a | Options to reduce potable water exports | [20 empty] | 0 | 0 | 0 | 0 | 0 | 0 | 0 | 0 | 0 | 0 | 0 | 0 | 0 | 0 | 0 | 0 | 0 | 0 | 0 | 0 | 0 | 0 | 0 | 0 | 0 | 0 | 0 | 0 | 0 | 0 | 0 | 0 | 0 | 0 | 0 | 0 | 0 | 0 | 0 | 0 | 0 | 0 | 0 | 0 | 0 | 0 | 0 | 0 | 0 | 0 | 0 | 0 | 0 | 0 | 0 | 0 | 0 | 0 | 0 | 0 | 0 | 0 | 0 | 0 | 0 | 0 | 0 | 0 | 0 | 0 | 0 | 0 | 0 | 0 | 0 | 0 | 0 | 0 | 0 | 0 | 0 | 0 | 0 | 0 | 0 | 0 | 0 | 0 | 0 | 0 | 0 | 0 | 0 | 0 | 0 | 0 | 0 | 0 | 0 | 0 | 0 | 0 | 0 | 0
58.7a | Other options to increase Deployable Output | [20 empty] | 0 | 0 | 0 | 0 | 0 | 0 | 0 | 0 | 0 | 0 | 0 | 0 | 0 | 0 | 0 | 0 | 0 | 0 | 0 | 0 | 0 | 0 | 0 | 0 | 0 | 0 | 0 | 0 | 0 | 0 | 0 | 0 | 0 | 0 | 0 | 0 | 0 | 0 | 0 | 0 | 0 | 0 | 0 | 0 | 0 | 0 | 0 | 0 | 0 | 0 | 0 | 0 | 0 | 0 | 0 | 0 | 0 | 0 | 0 | 0 | 0 | 0 | 0 | 0 | 0 | 0 | 0 | 0 | 0 | 0 | 0 | 0 | 0 | 0 | 0 | 0 | 0 | 0 | 0 | 0 | 0 | 0 | 0 | 0 | 0 | 0 | 0 | 0 | 0 | 0 | 0 | 0 | 0 | 0 | 0 | 0 | 0 | 0 | 0 | 0 | 0 | 0 | 0 | 0
59a | DISTRIBUTION SIDE | bar: 1 to 80
59.1a | Options to reduce Distribution Losses | [20 empty] | 0 | 0 | 0 | 0 | 0 | 0 | 0 | 0 | 0 | 0 | 0 | 0 | 0 | 0 | 0 | 0 | 0 | 0 | 0 | 0 | 0 | 0 | 0 | 0 | 0 | 0 | 0 | 0 | 0 | 0 | 0 | 0 | 0 | 0 | 0 | 0 | 0 | 0 | 0 | 0 | 0 | 0 | 0 | 0 | 0 | 0 | 0 | 0 | 0 | 0 | 0 | 0 | 0 | 0 | 0 | 0 | 0 | 0 | 0 | 0 | 0 | 0 | 0 | 0 | 0 | 0 | 0 | 0 | 0 | 0 | 0 | 0 | 0 | 0 | 0 | 0 | 0 | 0 | 0 | 0 | 0 | 0 | 0 | 0 | 0 | 0 | 0 | 0 | 0 | 0 | 0 | 0 | 0 | 0 | 0 | 0 | 0 | 0 | 0 | 0 | 0 | 0 | 0 | 0
59.2a | Options to reduce Distribution System Operating Use (DSOU) losses | [20 empty] | 0 | 0 | 0 | 0 | 0 | 0 | 0 | 0 | 0 | 0 | 0 | 0 | 0 | 0 | 0 | 0 | 0 | 0 | 0 | 0 | 0 | 0 | 0 | 0 | 0 | 0 | 0 | 0 | 0 | 0 | 0 | 0 | 0 | 0 | 0 | 0 | 0 | 0 | 0 | 0 | 0 | 0 | 0 | 0 | 0 | 0 | 0 | 0 | 0 | 0 | 0 | 0 | 0 | 0 | 0 | 0 | 0 | 0 | 0 | 0 | 0 | 0 | 0 | 0 | 0 | 0 | 0 | 0 | 0 | 0 | 0 | 0 | 0 | 0 | 0 | 0 | 0 | 0 | 0 | 0 | 0 | 0 | 0 | 0 | 0 | 0 | 0 | 0 | 0 | 0 | 0 | 0 | 0 | 0 | 0 | 0 | 0 | 0 | 0 | 0 | 0 | 0 | 0 | 0
60a | PRODUCTION SIDE | bar: 1 to 80
60.1a | Options to reduce treatment works losses | [20 empty] | 0 | 0 | 0 | 0 | 0 | 0 | 0 | 0 | 0 | 0 | 0 | 0 | 0 | 0 | 0 | 0 | 0 | 0 | 0 | 0 | 0 | 0 | 0 | 0 | 0 | 0 | 0 | 0 | 0 | 0 | 0 | 0 | 0 | 0 | 0 | 0 | 0 | 0 | 0 | 0 | 0 | 0 | 0 | 0 | 0 | 0 | 0 | 0 | 0 | 0 | 0 | 0 | 0 | 0 | 0 | 0 | 0 | 0 | 0 | 0 | 0 | 0 | 0 | 0 | 0 | 0 | 0 | 0 | 0 | 0 | 0 | 0 | 0 | 0 | 0 | 0 | 0 | 0 | 0 | 0 | 0 | 0 | 0 | 0 | 0 | 0 | 0 | 0 | 0 | 0 | 0 | 0 | 0 | 0 | 0 | 0 | 0 | 0 | 0 | 0 | 0 | 0 | 0 | 0
60.2a | Options to reduce outage | [20 empty] | 0 | 0 | 0 | 0 | 0 | 0 | 0 | 0 | 0 | 0 | 0 | 0 | 0 | 0 | 0 | 0 | 0 | 0 | 0 | 0 | 0 | 0 | 0 | 0 | 0 | 0 | 0 | 0 | 0 | 0 | 0 | 0 | 0 | 0 | 0 | 0 | 0 | 0 | 0 | 0 | 0 | 0 | 0 | 0 | 0 | 0 | 0 | 0 | 0 | 0 | 0 | 0 | 0 | 0 | 0 | 0 | 0 | 0 | 0 | 0 | 0 | 0 | 0 | 0 | 0 | 0 | 0 | 0 | 0 | 0 | 0 | 0 | 0 | 0 | 0 | 0 | 0 | 0 | 0 | 0 | 0 | 0 | 0 | 0 | 0 | 0 | 0 | 0 | 0 | 0 | 0 | 0 | 0 | 0 | 0 | 0 | 0 | 0 | 0 | 0 | 0 | 0 | 0 | 0
61a | CUSTOMER SIDE | bar: 1 to 80
61.1a | Options to change volume delivered to measured non households | [20 empty] | 0 | 0 | 0 | 0 | 0 | 0 | 0 | 0 | 0 | 0 | 0 | 0 | 0 | 0 | 0 | 0 | 0 | 0 | 0 | 0 | 0 | 0 | 0 | 0 | 0 | 0 | 0 | 0 | 0 | 0 | 0 | 0 | 0 | 0 | 0 | 0 | 0 | 0 | 0 | 0 | 0 | 0 | 0 | 0 | 0 | 0 | 0 | 0 | 0 | 0 | 0 | 0 | 0 | 0 | 0 | 0 | 0 | 0 | 0 | 0 | 0 | 0 | 0 | 0 | 0 | 0 | 0 | 0 | 0 | 0 | 0 | 0 | 0 | 0 | 0 | 0 | 0 | 0 | 0 | 0 | 0 | 0 | 0 | 0 | 0 | 0 | 0 | 0 | 0 | 0 | 0 | 0 | 0 | 0 | 0 | 0 | 0 | 0 | 0 | 0 | 0 | 0 | 0 | 0
61.2a | Options to change volume delivered to unmeasured non households | [20 empty] | 0 | 0 | 0 | 0 | 0 | 0 | 0 | 0 | 0 | 0 | 0 | 0 | 0 | 0 | 0 | 0 | 0 | 0 | 0 | 0 | 0 | 0 | 0 | 0 | 0 | 0 | 0 | 0 | 0 | 0 | 0 | 0 | 0 | 0 | 0 | 0 | 0 | 0 | 0 | 0 | 0 | 0 | 0 | 0 | 0 | 0 | 0 | 0 | 0 | 0 | 0 | 0 | 0 | 0 | 0 | 0 | 0 | 0 | 0 | 0 | 0 | 0 | 0 | 0 | 0 | 0 | 0 | 0 | 0 | 0 | 0 | 0 | 0 | 0 | 0 | 0 | 0 | 0 | 0 | 0 | 0 | 0 | 0 | 0 | 0 | 0 | 0 | 0 | 0 | 0 | 0 | 0 | 0 | 0 | 0 | 0 | 0 | 0 | 0 | 0 | 0 | 0 | 0 | 0
61.3a | Options to change volume delivered to measured households | [20 empty] | 0 | 0 | 0 | 0 | 0 | 0 | 0 | 0 | 0 | 0 | 0 | 0 | 0 | 0 | 0 | 0 | 0 | 0 | 0 | 0 | 0 | 0 | 0 | 0 | 0 | 0 | 0 | 0 | 0 | 0 | 0 | 0 | 0 | 0 | 0 | 0 | 0 | 0 | 0 | 0 | 0 | 0 | 0 | 0 | 0 | 0 | 0 | 0 | 0 | 0 | 0 | 0 | 0 | 0 | 0 | 0 | 0 | 0 | 0 | 0 | 0 | 0 | 0 | 0 | 0 | 0 | 0 | 0 | 0 | 0 | 0 | 0 | 0 | 0 | 0 | 0 | 0 | 0 | 0 | 0 | 0 | 0 | 0 | 0 | 0 | 0 | 0 | 0 | 0 | 0 | 0 | 0 | 0 | 0 | 0 | 0 | 0 | 0 | 0 | 0 | 0 | 0 | 0 | 0
61.4a | Options to change volume delivered to unmeasured households | [20 empty] | 0 | 0 | 0 | 0 | 0 | 0 | 0 | 0 | 0 | 0 | 0 | 0 | 0 | 0 | 0 | 0 | 0 | 0 | 0 | 0 | 0 | 0 | 0 | 0 | 0 | 0 | 0 | 0 | 0 | 0 | 0 | 0 | 0 | 0 | 0 | 0 | 0 | 0 | 0 | 0 | 0 | 0 | 0 | 0 | 0 | 0 | 0 | 0 | 0 | 0 | 0 | 0 | 0 | 0 | 0 | 0 | 0 | 0 | 0 | 0 | 0 | 0 | 0 | 0 | 0 | 0 | 0 | 0 | 0 | 0 | 0 | 0 | 0 | 0 | 0 | 0 | 0 | 0 | 0 | 0 | 0 | 0 | 0 | 0 | 0 | 0 | 0 | 0 | 0 | 0 | 0 | 0 | 0 | 0 | 0 | 0 | 0 | 0 | 0 | 0 | 0 | 0 | 0 | 0
61.5a | Options to reduce water taken unbilled | [20 empty] | 0 | 0 | 0 | 0 | 0 | 0 | 0 | 0 | 0 | 0 | 0 | 0 | 0 | 0 | 0 | 0 | 0 | 0 | 0 | 0 | 0 | 0 | 0 | 0 | 0 | 0 | 0 | 0 | 0 | 0 | 0 | 0 | 0 | 0 | 0 | 0 | 0 | 0 | 0 | 0 | 0 | 0 | 0 | 0 | 0 | 0 | 0 | 0 | 0 | 0 | 0 | 0 | 0 | 0 | 0 | 0 | 0 | 0 | 0 | 0 | 0 | 0 | 0 | 0 | 0 | 0 | 0 | 0 | 0 | 0 | 0 | 0 | 0 | 0 | 0 | 0 | 0 | 0 | 0 | 0 | 0 | 0 | 0 | 0 | 0 | 0 | 0 | 0 | 0 | 0 | 0 | 0 | 0 | 0 | 0 | 0 | 0 | 0 | 0 | 0 | 0 | 0 | 0 | 0
61.6a | Options impacting on measured Non Household - USPL | [20 empty] | 0 | 0 | 0 | 0 | 0 | 0 | 0 | 0 | 0 | 0 | 0 | 0 | 0 | 0 | 0 | 0 | 0 | 0 | 0 | 0 | 0 | 0 | 0 | 0 | 0 | 0 | 0 | 0 | 0 | 0 | 0 | 0 | 0 | 0 | 0 | 0 | 0 | 0 | 0 | 0 | 0 | 0 | 0 | 0 | 0 | 0 | 0 | 0 | 0 | 0 | 0 | 0 | 0 | 0 | 0 | 0 | 0 | 0 | 0 | 0 | 0 | 0 | 0 | 0 | 0 | 0 | 0 | 0 | 0 | 0 | 0 | 0 | 0 | 0 | 0 | 0 | 0 | 0 | 0 | 0 | 0 | 0 | 0 | 0 | 0 | 0 | 0 | 0 | 0 | 0 | 0 | 0 | 0 | 0 | 0 | 0 | 0 | 0 | 0 | 0 | 0 | 0 | 0 | 0
61.7a | Options impacting on unmeasured Non Household - USPL | [20 empty] | 0 | 0 | 0 | 0 | 0 | 0 | 0 | 0 | 0 | 0 | 0 | 0 | 0 | 0 | 0 | 0 | 0 | 0 | 0 | 0 | 0 | 0 | 0 | 0 | 0 | 0 | 0 | 0 | 0 | 0 | 0 | 0 | 0 | 0 | 0 | 0 | 0 | 0 | 0 | 0 | 0 | 0 | 0 | 0 | 0 | 0 | 0 | 0 | 0 | 0 | 0 | 0 | 0 | 0 | 0 | 0 | 0 | 0 | 0 | 0 | 0 | 0 | 0 | 0 | 0 | 0 | 0 | 0 | 0 | 0 | 0 | 0 | 0 | 0 | 0 | 0 | 0 | 0 | 0 | 0 | 0 | 0 | 0 | 0 | 0 | 0 | 0 | 0 | 0 | 0 | 0 | 0 | 0 | 0 | 0 | 0 | 0 | 0 | 0 | 0 | 0 | 0 | 0 | 0
61.8a | Options impacting on measured Household - USPL | [20 empty] | 0 | 0 | 0 | 0 | 0 | 0 | 0 | 0 | 0 | 0 | 0 | 0 | 0 | 0 | 0 | 0 | 0 | 0 | 0 | 0 | 0 | 0 | 0 | 0 | 0 | 0 | 0 | 0 | 0 | 0 | 0 | 0 | 0 | 0 | 0 | 0 | 0 | 0 | 0 | 0 | 0 | 0 | 0 | 0 | 0 | 0 | 0 | 0 | 0 | 0 | 0 | 0 | 0 | 0 | 0 | 0 | 0 | 0 | 0 | 0 | 0 | 0 | 0 | 0 | 0 | 0 | 0 | 0 | 0 | 0 | 0 | 0 | 0 | 0 | 0 | 0 | 0 | 0 | 0 | 0 | 0 | 0 | 0 | 0 | 0 | 0 | 0 | 0 | 0 | 0 | 0 | 0 | 0 | 0 | 0 | 0 | 0 | 0 | 0 | 0 | 0 | 0 | 0 | 0
61.9a | Options impacting on unmeasured Household - USPL | [20 empty] | 0 | 0 | 0 | 0 | 0 | 0 | 0 | 0 | 0 | 0 | 0 | 0 | 0 | 0 | 0 | 0 | 0 | 0 | 0 | 0 | 0 | 0 | 0 | 0 | 0 | 0 | 0 | 0 | 0 | 0 | 0 | 0 | 0 | 0 | 0 | 0 | 0 | 0 | 0 | 0 | 0 | 0 | 0 | 0 | 0 | 0 | 0 | 0 | 0 | 0 | 0 | 0 | 0 | 0 | 0 | 0 | 0 | 0 | 0 | 0 | 0 | 0 | 0 | 0 | 0 | 0 | 0 | 0 | 0 | 0 | 0 | 0 | 0 | 0 | 0 | 0 | 0 | 0 | 0 | 0 | 0 | 0 | 0 | 0 | 0 | 0 | 0 | 0 | 0 | 0 | 0 | 0 | 0 | 0 | 0 | 0 | 0 | 0 | 0 | 0 | 0 | 0 | 0 | 0
61.10a | Options impacting on Void properties - USPL | [20 empty] | 0 | 0 | 0 | 0 | 0 | 0 | 0 | 0 | 0 | 0 | 0 | 0 | 0 | 0 | 0 | 0 | 0 | 0 | 0 | 0 | 0 | 0 | 0 | 0 | 0 | 0 | 0 | 0 | 0 | 0 | 0 | 0 | 0 | 0 | 0 | 0 | 0 | 0 | 0 | 0 | 0 | 0 | 0 | 0 | 0 | 0 | 0 | 0 | 0 | 0 | 0 | 0 | 0 | 0 | 0 | 0 | 0 | 0 | 0 | 0 | 0 | 0 | 0 | 0 | 0 | 0 | 0 | 0 | 0 | 0 | 0 | 0 | 0 | 0 | 0 | 0 | 0 | 0 | 0 | 0 | 0 | 0 | 0 | 0 | 0 | 0 | 0 | 0 | 0 | 0 | 0 | 0 | 0 | 0 | 0 | 0 | 0 | 0 | 0 | 0 | 0 | 0 | 0 | 0
RZCOSTSHERE
| Company: | Dŵr Cymru Welsh Water
| Resource Zone Name: | Monmouth
| Resource Zone Number: | 8106
| Planning Scenario Name: | Dry Year Annual Average
| Chosen Level of Service: | 1 in 20
Start dates | Option Categories
2020-21 | Aquifer recharge
2021-22 | Bulk supply
2022-23 | Conjunctive use
2023-24 | Desalination
2024-25 | Effluent reuse
2025-26 | GW enhancement
2026-27 | GW new
2027-28 | Reservoir enlargement
2028-29 | New reservoir
2029-30 | SW enhancement
2030-31 | SW new
2031-32
2032-33
2033-34 | Active leakage management
2034-35 | Mains repair
2035-36 | Mains replacement (not trunk mains)
2036-37 | Pressure management
2037-38 | Other leakage control
2038-39 | Trunk mains renewal
2039-40 | Pumps
2040-41 | Service reservoir
2041-42
2042-43
2043-44 | Water treatment works loss recovery
2044-45 | Water treatment works capacity increase
Cistern displacement device
Household water audit
Commercial water audit
Customer education / awareness
Other water efficiency
Metering optants
Metering change of occupancy
Metering compulsory
Metering other selective
Supply pipe repairs / replacement
Outdoor water efficiency devices
Retrofitting indoor water efficiency devices
Alternative tariffs
Collaborative R&D
Note on DW1: Author: At year 126 this drops to 2%
Note on V2: The original formulae assumed 80 whatever number was put here. The formulae in this sheet will take account of the number.
Note on X2: Cells X2:CY2 contain a factor to calculate NPV based on variable discount rate - please do not adjust
Note on CY2: Formula can be copied across to the right if appraisal period extends beyond 80 years

## 6. Preferred (Scenario Yr)
Table 6: Preferred list of water management options
DRY YEAR PLANNED GAINS IN WAFU OR SAVINGS IN DEMAND (Ml/d) - TO BE COMPLETED FOR ALL PREFERRED OPTIONS (WAFU gains for each year are individual year gains and not cumulative gains)
Row Ref | Option Name [Insert / delete non-numbered lines to suit] | Option Reference No. | Unit | Decimal places | 2015-16 | For info 2017-18 | For info 2018-19 | For info 2019-20 | 2020-21 | 2021-22 | 2022-23 | 2023-24 | 2024-25 | 2025-26 | 2026-27 | 2027-28 | 2028-29 | 2029-30 | 2030-31 | 2031-32 | 2032-33 | 2033-34 | 2034-35 | 2035-36 | 2036-37 | 2037-38 | 2038-39 | 2039-40 | 2040-41 | 2041-42 | 2042-43 | 2043-44 | 2044-45
58 | Resource Management | - | Ml/d | 2 | 0 | 0 | 0 | 0 | 0 | 0 | 0 | 0 | 0 | 0 | 0 | 0 | 0 | 0 | 0 | 0 | 0 | 0 | 0 | 0 | 0 | 0 | 0 | 0 | 0 | 0 | 0 | 0 | 0
58.1 | Increase raw water abstractions | - | Ml/d | 2 | 0 | 0 | 0 | 0 | 0 | 0 | 0 | 0 | 0 | 0 | 0 | 0 | 0 | 0 | 0 | 0 | 0 | 0 | 0 | 0 | 0 | 0 | 0 | 0 | 0 | 0 | 0 | 0 | 0
- |  |  | Ml/d | 2
- | (insert row above) | - | - |  | - | - | - | - | bar: 2020-21 to 2044-45
58.2 | Raw water imports | - | Ml/d | 2 | 0 | 0 | 0 | 0 | 0 | 0 | 0 | 0 | 0 | 0 | 0 | 0 | 0 | 0 | 0 | 0 | 0 | 0 | 0 | 0 | 0 | 0 | 0 | 0 | 0 | 0 | 0 | 0 | 0
- |  |  | Ml/d | 2
- | (insert row above) | - | - |  | - | - | - | - | bar: 2020-21 to 2044-45
58.3 | Potable water Imports (input reductions as -ve) | - | Ml/d | 2 | 0 | 0 | 0 | 0 | 0 | 0 | 0 | 0 | 0 | 0 | 0 | 0 | 0 | 0 | 0 | 0 | 0 | 0 | 0 | 0 | 0 | 0 | 0 | 0 | 0 | 0 | 0 | 0 | 0
- |  |  | Ml/d | 2
- | (insert row above) | - | - |  | - | - | - | - | bar: 2020-21 to 2044-45
58.4 | Reduce raw water losses and operational use (input as -ve) | - | Ml/d | 2 | 0 | 0 | 0 | 0 | 0 | 0 | 0 | 0 | 0 | 0 | 0 | 0 | 0 | 0 | 0 | 0 | 0 | 0 | 0 | 0 | 0 | 0 | 0 | 0 | 0 | 0 | 0 | 0 | 0
- |  |  | Ml/d | 2
- | (insert row above) | - | - |  | - | - | - | - | bar: 2020-21 to 2044-45
58.5 | Reduced raw water export (including non potable supplies) |  | Ml/d | 2 | 0 | 0 | 0 | 0 | 0 | 0 | 0 | 0 | 0 | 0 | 0 | 0 | 0 | 0 | 0 | 0 | 0 | 0 | 0 | 0 | 0 | 0 | 0 | 0 | 0 | 0 | 0 | 0 | 0
58.51 | Reduce raw water exports (input as -ve) | - | Ml/d | 2 | 0 | 0 | 0 | 0 | 0 | 0 | 0 | 0 | 0 | 0 | 0 | 0 | 0 | 0 | 0 | 0 | 0 | 0 | 0 | 0 | 0 | 0 | 0 | 0 | 0 | 0 | 0 | 0 | 0
- |  |  | Ml/d | 2
- | (insert row above) | - | - |  | - | - | - | - | bar: 2020-21 to 2044-45
58.52 | Reduce non potable supplies (input as -ve) | - | Ml/d | 2 | 0 | 0 | 0 | 0 | 0 | 0 | 0 | 0 | 0 | 0 | 0 | 0 | 0 | 0 | 0 | 0 | 0 | 0 | 0 | 0 | 0 | 0 | 0 | 0 | 0 | 0 | 0 | 0 | 0
- |  |  | Ml/d | 2
- | (insert row above) | - | - |  | - | - | - | - | bar: 2020-21 to 2044-45
58.6 | Reduce potable water exports (input as -ve) | - | Ml/d |  | 0 | 0 | 0 | 0 | 0 | 0 | 0 | 0 | 0 | 0 | 0 | 0 | 0 | 0 | 0 | 0 | 0 | 0 | 0 | 0 | 0 | 0 | 0 | 0 | 0 | 0 | 0 | 0 | 0
- |  |  | Ml/d | 2
- | (insert row above) | - | - |  | - | - | - | - | bar: 2020-21 to 2044-45
58.7 | Other options to increase deployable output | - | Ml/d |  | 0 | 0 | 0 | 0 | 0 | 0 | 0 | 0 | 0 | 0 | 0 | 0 | 0 | 0 | 0 | 0 | 0 | 0 | 0 | 0 | 0 | 0 | 0 | 0 | 0 | 0 | 0 | 0 | 0
- |  |  | Ml/d | 2
- | (insert row above) | - | - |  | - | - | - | - | bar: 2020-21 to 2044-45
59 | Distribution Side Management | - |  |  | 0 | 0 | 0 | 0 | 0 | 0 | 0 | 0 | 0 | 0 | 0 | 0 | 0 | 0 | 0 | 0 | 0 | 0 | 0 | 0 | 0 | 0 | 0 | 0 | 0 | 0 | 0 | 0 | 0
59.1 | Reduce distribution losses (input as -ve) | - | Ml/d | 2 | 0 | 0 | 0 | 0 | 0 | 0 | 0 | 0 | 0 | 0 | 0 | 0 | 0 | 0 | 0 | 0 | 0 | 0 | 0 | 0 | 0 | 0 | 0 | 0 | 0 | 0 | 0 | 0 | 0
|  |  | Ml/d | 2
- | (insert row above) | - | - |  | - | - | - | - | bar: 2020-21 to 2044-45
59.2 | Reduce distribution system operational use (DSOU) (input as -ve) | - | Ml/d | 2 | 0 | 0 | 0 | 0 | 0 | 0 | 0 | 0 | 0 | 0 | 0 | 0 | 0 | 0 | 0 | 0 | 0 | 0 | 0 | 0 | 0 | 0 | 0 | 0 | 0 | 0 | 0 | 0 | 0
- |  |  | Ml/d | 2
- | (insert row above) | - | - |  | - | - | - | - | bar: 2020-21 to 2044-45
60 | Production Side Management, Specify Below.... | - |  | 2 | 0 | 0 | 0 | 0 | 0 | 0 | 0 | 0 | 0 | 0 | 0 | 0 | 0 | 0 | 0 | 0 | 0 | 0 | 0 | 0 | 0 | 0 | 0 | 0 | 0 | 0 | 0 | 0 | 0
60.1 | Reduce treatment works losses (input as -ve) | - | Ml/d | 2 | 0 | 0 | 0 | 0 | 0 | 0 | 0 | 0 | 0 | 0 | 0 | 0 | 0 | 0 | 0 | 0 | 0 | 0 | 0 | 0 | 0 | 0 | 0 | 0 | 0 | 0 | 0 | 0 | 0
- |  |  | Ml/d | 2
- | (insert row above) | - | - |  | - | - | - | - | bar: 2020-21 to 2044-45
60.2 | Reduce outages (input as -ve) | - | Ml/d | 2 | 0 | 0 | 0 | 0 | 0 | 0 | 0 | 0 | 0 | 0 | 0 | 0 | 0 | 0 | 0 | 0 | 0 | 0 | 0 | 0 | 0 | 0 | 0 | 0 | 0 | 0 | 0 | 0 | 0
- |  |  | Ml/d | 2
- | (insert row above) | - | - |  | - | - | - | - | bar: 2020-21 to 2044-45
61 | Customer Side Management | - |  | 2 | 0 | 0 | 0 | 0 | 0 | 0 | 0 | 0 | 0 | 0 | 0 | 0 | 0 | 0 | 0 | 0 | 0 | 0 | 0 | 0 | 0 | 0 | 0 | 0 | 0 | 0 | 0 | 0 | 0
61.1 | Change volume delivered to measured non households (input reductions as -ve) | - | Ml/d | 2 | 0 | 0 | 0 | 0 | 0 | 0 | 0 | 0 | 0 | 0 | 0 | 0 | 0 | 0 | 0 | 0 | 0 | 0 | 0 | 0 | 0 | 0 | 0 | 0 | 0 | 0 | 0 | 0 | 0
- |  |  | Ml/d | 2
- | (insert row above) | - | - |  | - | - | - | - | bar: 2020-21 to 2044-45
61.2 | Change volume delivered to unmeasured non households (input reductions as -ve) | - | Ml/d | 2 | 0 | 0 | 0 | 0 | 0 | 0 | 0 | 0 | 0 | 0 | 0 | 0 | 0 | 0 | 0 | 0 | 0 | 0 | 0 | 0 | 0 | 0 | 0 | 0 | 0 | 0 | 0 | 0 | 0
- |  |  | Ml/d | 2
- | (insert row above) | - | - |  | - | - | - | - | bar: 2020-21 to 2044-45
61.3 | Change volume delivered to measured households (input reductions as -ve) | - | Ml/d | 2 | 0 | 0 | 0 | 0 | 0 | 0 | 0 | 0 | 0 | 0 | 0 | 0 | 0 | 0 | 0 | 0 | 0 | 0 | 0 | 0 | 0 | 0 | 0 | 0 | 0 | 0 | 0 | 0 | 0
|  |  | Ml/d | 2
- | (insert row above) | - | - |  | - | - | - | - | bar: 2020-21 to 2044-45
61.4 | Change volume delivered to unmeasured households (input reductions as -ve) | - | Ml/d | 2 | 0 | 0 | 0 | 0 | 0 | 0 | 0 | 0 | 0 | 0 | 0 | 0 | 0 | 0 | 0 | 0 | 0 | 0 | 0 | 0 | 0 | 0 | 0 | 0 | 0 | 0 | 0 | 0 | 0
- |  |  | Ml/d | 2
- | (insert row above) | - | - |  | - | - | - | - | bar: 2020-21 to 2044-45
61.5 | Options to reduce water taken unbilled (input as -ve) | - | Ml/d | 2 | 0 | 0 | 0 | 0 | 0 | 0 | 0 | 0 | 0 | 0 | 0 | 0 | 0 | 0 | 0 | 0 | 0 | 0 | 0 | 0 | 0 | 0 | 0 | 0 | 0 | 0 | 0 | 0 | 0
- |  |  | Ml/d | 2
- | (insert row above) | - | - |  | - | - | - | - | bar: 2020-21 to 2044-45
61.6 | Options impacting on measured Non Household - USPL (input reductions as -ve) |  | l/pr | 2 | 0 | 0 | 0 | 0 | 0 | 0 | 0 | 0 | 0 | 0 | 0 | 0 | 0 | 0 | 0 | 0 | 0 | 0 | 0 | 0 | 0 | 0 | 0 | 0 | 0 | 0 | 0 | 0 | 0
- |  |  | Ml/d | 2
- | (insert row above) | - | - |  | - | - | - | - | bar: 2020-21 to 2044-45
61.7 | Options impacting on unmeasured Non Household - USPL (input reductions as -ve) |  | l/pr | 2 | 0 | 0 | 0 | 0 | 0 | 0 | 0 | 0 | 0 | 0 | 0 | 0 | 0 | 0 | 0 | 0 | 0 | 0 | 0 | 0 | 0 | 0 | 0 | 0 | 0 | 0 | 0 | 0 | 0
- |  |  | Ml/d | 2
- | (insert row above) | - | - |  | - | - | - | - | bar: 2020-21 to 2044-45
61.8 | Options impacting on measured Household - USPL (input reductions as -ve) |  | l/pr | 2 | 0 | 0 | 0 | 0 | 0 | 0 | 0 | 0 | 0 | 0 | 0 | 0 | 0 | 0 | 0 | 0 | 0 | 0 | 0 | 0 | 0 | 0 | 0 | 0 | 0 | 0 | 0 | 0 | 0
- |  |  | Ml/d | 2
- | (insert row above) | - | - |  | - | - | - | - | bar: 2020-21 to 2044-45
61.9 | Options impacting on unmeasured Household - USPL (input reductions as -ve) |  | l/pr | 2 | 0 | 0 | 0 | 0 | 0 | 0 | 0 | 0 | 0 | 0 | 0 | 0 | 0 | 0 | 0 | 0 | 0 | 0 | 0 | 0 | 0 | 0 | 0 | 0 | 0 | 0 | 0 | 0 | 0
- |  |  | Ml/d | 2
- | (insert row above) | - | - |  | - | - | - | - | bar: 2020-21 to 2044-45
61.1 | Options impacting on Void properties - USPL (input reductions as -ve) |  | l/pr | 2 | 0 | 0 | 0 | 0 | 0 | 0 | 0 | 0 | 0 | 0 | 0 | 0 | 0 | 0 | 0 | 0 | 0 | 0 | 0 | 0 | 0 | 0 | 0 | 0 | 0 | 0 | 0 | 0 | 0
- |  |  | Ml/d | 2
- | (insert row above) | - | - |  | - | - | - | - | bar: 2020-21 to 2044-45
| Company: | Dŵr Cymru Welsh Water
| Resource Zone Name: | Monmouth
| Resource Zone Number: | 8106
| Planning Scenario Name: | Dry Year Annual Average
| Chosen Level of Service: | 1 in 20

## 7. FP Supply
Table 7: Final planning water supply
| Row Ref | Component | Derivation | Unit | Decimal places | 2015-16 | For info 2017-18 | For info 2018-19 | For info 2019-20 | 2020-21 | 2021-22 | 2022-23 | 2023-24 | 2024-25 | 2025-26 | 2026-27 | 2027-28 | 2028-29 | 2029-30 | 2030-31 | 2031-32 | 2032-33 | 2033-34 | 2034-35 | 2035-36 | 2036-37 | 2037-38 | 2038-39 | 2039-40 | 2040-41 | 2041-42 | 2042-43 | 2043-44 | 2044-45 | 2045-46 | 2046-47 | 2047-48 | 2048-49 | 2049-50
Resources | 1FP | Raw Water Abstracted | 1BL | Ml/d | 2 | 3.4596 | 3.785 | 3.7913 | 3.7968 | 3.7639 | 3.7179 | 3.6776 | 3.6271 | 3.5883 | 3.5704 | 3.539 | 3.5226 | 3.4978 | 3.4731 | 3.4298 | 3.3858 | 3.3414 | 3.2967 | 3.2518 | 3.216 | 3.1799 | 3.1436 | 3.1072 | 3.0706 | 3.0339 | 2.997 | 2.96 | 2.923 | 2.8858 | 2.8485 | 2.8111 | 2.7737 | 2.7361 | 2.6985
| 2FP | Raw Water Imported | 2BL+ (6. Preferred scenario ref 58.2) | Ml/d | 2 | 0 | 0 | 0 | 0 | 0 | 0 | 0 | 0 | 0 | 0 | 0 | 0 | 0 | 0 | 0 | 0 | 0 | 0 | 0 | 0 | 0 | 0 | 0 | 0 | 0 | 0 | 0 | 0 | 0 | 0 | 0 | 0 | 0 | 0
| - | - | - | - | 2 | - | - | - | - | bar: 2020-21 to 2049-50
| - | - | - | - | 2 | - | - | - | - | bar: 2020-21 to 2049-50
| - | - | - | - | 2 | - | - | - | - | bar: 2020-21 to 2049-50
| 3FP | Potable Water Imported | 3BL+ (6. Preferred scenario ref 58.3) | Ml/d | 2 | 0.1076 | 0 | 0 | 0 | 0 | 0 | 0 | 0 | 0 | 0 | 0 | 0 | 0 | 0 | 0 | 0 | 0 | 0 | 0 | 0 | 0 | 0 | 0 | 0 | 0 | 0 | 0 | 0 | 0 | 0 | 0 | 0 | 0 | 0
| - | - | - | - | 2 | - | - | - | - | bar: 2020-21 to 2049-50
| - | - | - | - | 2 | - | - | - | - | bar: 2020-21 to 2049-50
| - | - | - | - | 2 | - | - | - | - | bar: 2020-21 to 2049-50
| - | - | - | - | 2 | - | - | - | - | bar: 2020-21 to 2049-50
Resource (and process) losses | 5FP | Raw Water Exported (raw exports and non potable uses) | 5BL+ (6. Preferred scenario ref 58.5) | Ml/d | 2 | 0 | 0 | 0 | 0 | 0 | 0 | 0 | 0 | 0 | 0 | 0 | 0 | 0 | 0 | 0 | 0 | 0 | 0 | 0 | 0 | 0 | 0 | 0 | 0 | 0 | 0 | 0 | 0 | 0 | 0 | 0 | 0 | 0 | 0
| - | - | - | - | 2 | - | - | - | - | bar: 2020-21 to 2049-50
| - | - | - | - | 2 | - | - | - | - | bar: 2020-21 to 2049-50
| - | - | - | - | 2 | - | - | - | - | bar: 2020-21 to 2049-50
| 6FP | Potable Water Exported | 6BL+ (6. Preferred scenario ref 58.6) | Ml/d | 2 | 0 | 0 | 0 | 0 | 0 | 0 | 0 | 0 | 0 | 0 | 0 | 0 | 0 | 0 | 0 | 0 | 0 | 0 | 0 | 0 | 0 | 0 | 0 | 0 | 0 | 0 | 0 | 0 | 0 | 0 | 0 | 0 | 0 | 0
| - | - | - | - | 2 | - | - | - | - | bar: 2020-21 to 2049-50
| - | - | - | - | 2 | - | - | - | - | bar: 2020-21 to 2049-50
| - | - | - | - | 2 | - | - | - | - | bar: 2020-21 to 2049-50
| 7FP | Deployable Output | 7BL+ 8BL+ (6. Preferred scenario ref 58.7) + (6. Preferred scenario ref 58.1) |  | 2 | 4.443 | 4.443 | 4.443 | 4.443 | 4.443 | 4.443 | 4.443 | 4.443 | 4.443 | 4.443 | 4.443 | 4.443 | 4.443 | 4.443 | 4.443 | 4.443 | 4.443 | 4.443 | 4.443 | 4.443 | 4.443 | 4.443 | 4.443 | 4.443 | 4.443 | 4.443 | 4.443 | 4.443 | 4.443 | 4.443 | 4.443 | 4.443 | 4.443 | 4.443
| - | - | - | - | 2 | bar: 2020-21 to 2049-50
| - | - | - | - | 2 | - | - | - | - | bar: 2020-21 to 2049-50
| - | - | - | - | 2 | - | - | - | - | bar: 2020-21 to 2049-50
| - | - | - | - | 2 | - | - | - | - | bar: 2020-21 to 2049-50
| - | - | - | - | 2 | - | - | - | - | bar: 2020-21 to 2049-50
| 9FP | Raw water losses, treatment works losses and operational use | 9BL+ (6. Preferred scenario ref 60.1)+(6. Preferred scenario ref 58.4) | Ml/d | 2 | 0.11804 | 0.19387 | 0.19387 | 0.19387 | 0.19387 | 0.19387 | 0.19387 | 0.19387 | 0.19387 | 0.19387 | 0.19387 | 0.19387 | 0.19387 | 0.19387 | 0.19387 | 0.19387 | 0.19387 | 0.19387 | 0.19387 | 0.19387 | 0.19387 | 0.19387 | 0.19387 | 0.19387 | 0.19387 | 0.19387 | 0.19387 | 0.19387 | 0.19387 | 0.19387 | 0.19387 | 0.19387 | 0.19387 | 0.19387
| 10FP | Outage allowance | 10BL+ (6. Preferred scenario ref 60.2) | Ml/d | 2 | 0.005878 | 0.13987 | 0.13987 | 0.13987 | 0.13987 | 0.13987 | 0.13987 | 0.13987 | 0.13987 | 0.13987 | 0.13987 | 0.13987 | 0.13987 | 0.13987 | 0.13987 | 0.13987 | 0.13987 | 0.13987 | 0.13987 | 0.13987 | 0.13987 | 0.13987 | 0.13987 | 0.13987 | 0.13987 | 0.13987 | 0.13987 | 0.13987 | 0.13987 | 0.13987 | 0.13987 | 0.13987 | 0.13987 | 0.13987
|  | Company: | Dŵr Cymru Welsh Water
|  | Resource Zone Name: | Monmouth
|  | Resource Zone Number: | 8106
|  | Planning Scenario Name: | Dry Year Annual Average
|  | Chosen Level of Service: | 1 in 20
Note on E3: Author: 58.1 has been added into 7FP Deployable Ouput calculations to ensure that it is reflected in final supply-demand balance calculations. Please ensure that you do not double count increases to raw water abstractions and increases to deployable output

## 8. FP Demand
Table 8: Final planning water demand
| Row Ref | Component | Derivation / Impact of preferred options | Unit | Decimal places | 2015-16 | For info 2017-18 | For info 2018-19 | For info 2019-20 | 2020-21 | 2021-22 | 2022-23 | 2023-24 | 2024-25 | 2025-26 | 2026-27 | 2027-28 | 2028-29 | 2029-30 | 2030-31 | 2031-32 | 2032-33 | 2033-34 | 2034-35 | 2035-36 | 2036-37 | 2037-38 | 2038-39 | 2039-40 | 2040-41 | 2041-42 | 2042-43 | 2043-44 | 2044-45 | 2045-46 | 2046-47 | 2047-48 | 2048-49 | 2049-50
Consumption | 19FP | Water Delivered Measured Non Household | Calculated BL+Preferred options | Ml/d | 2 | 0.64036 | 0.65369 | 0.65582 | 0.65663 | 0.65871 | 0.66171 | 0.6572 | 0.65702 | 0.65683 | 0.65665 | 0.65647 | 0.65627 | 0.65608 | 0.65588 | 0.65567 | 0.65546 | 0.65523 | 0.65501 | 0.65477 | 0.65457 | 0.65436 | 0.65414 | 0.65392 | 0.65369 | 0.65346 | 0.65322 | 0.65298 | 0.65273 | 0.65247 | 0.65223 | 0.65198 | 0.65173 | 0.65148 | 0.65122
| 20FP | Water Delivered Unmeasured Non Household | Calculated BL+Preferred options | Ml/d | 2 | 0.018566 | 0.017448 | 0.016912 | 0.016391 | 0.015886 | 0.015395 | 0.01492 | 0.014458 | 0.014011 | 0.013577 | 0.013157 | 0.01275 | 0.012355 | 0.011973 | 0.011602 | 0.011243 | 0.010896 | 0.010559 | 0.010232 | 0.0099164 | 0.0096102 | 0.0093136 | 0.0090263 | 0.0087479 | 0.0084783 | 0.0082172 | 0.0079642 | 0.0077192 | 0.0074818 | 0.0072519 | 0.0070292 | 0.0068135 | 0.0066046 | 0.0064022
| 21FP | Water Delivered Measured Household | Calculated BL+Preferred options | Ml/d | 2 | 0.59148 | 0.67728 | 0.7035 | 0.73146 | 0.75454 | 0.77134 | 0.79231 | 0.80642 | 0.82316 | 0.84302 | 0.85666 | 0.87814 | 0.89414 | 0.91004 | 0.91854 | 0.92587 | 0.93217 | 0.93751 | 0.94192 | 0.94547 | 0.94816 | 0.95 | 0.95101 | 0.95123 | 0.9507 | 0.94943 | 0.94743 | 0.94472 | 0.94131 | 0.93721 | 0.93244 | 0.92702 | 0.92099 | 0.91435
| 22FP | Water Delivered Unmeasured Household | Calculated BL+Preferred options | Ml/d | 2 | 1.4708 | 1.4344 | 1.4127 | 1.391 | 1.3604 | 1.3221 | 1.2928 | 1.256 | 1.228 | 1.2088 | 1.1823 | 1.1632 | 1.1365 | 1.1102 | 1.0772 | 1.0447 | 1.0129 | 0.98177 | 0.95128 | 0.92155 | 0.89249 | 0.86409 | 0.83632 | 0.80921 | 0.78272 | 0.75685 | 0.7316 | 0.70696 | 0.68291 | 0.65944 | 0.63655 | 0.61421 | 0.59243 | 0.57118
| 23FP | Measured Non Household - Consumption | 19FP-34FP | Ml/d | 2 | 0.62798 | 0.64107 | 0.6431 | 0.64381 | 0.64579 | 0.6487 | 0.64409 | 0.64383 | 0.64355 | 0.64328 | 0.64302 | 0.64275 | 0.64248 | 0.6422 | 0.64193 | 0.64164 | 0.64135 | 0.64106 | 0.64076 | 0.64049 | 0.64022 | 0.63994 | 0.63966 | 0.63938 | 0.63909 | 0.63879 | 0.63849 | 0.63819 | 0.63789 | 0.63759 | 0.63729 | 0.63699 | 0.63668 | 0.63638
| 24FP | Unmeasured Non Household - Consumption | 20FP-35FP | Ml/d | 2 | 0.017149 | 0.016118 | 0.015623 | 0.015142 | 0.014676 | 0.014223 | 0.013783 | 0.013357 | 0.012944 | 0.012544 | 0.012155 | 0.011779 | 0.011415 | 0.011062 | 0.010719 | 0.010388 | 0.010067 | 0.0097556 | 0.0094541 | 0.0091622 | 0.0088794 | 0.0086055 | 0.0083402 | 0.0080831 | 0.0078341 | 0.007593 | 0.0073594 | 0.0071331 | 0.006914 | 0.0067017 | 0.0064961 | 0.0062969 | 0.0061041 | 0.0059172
| 25FP | Measured Household - Consumption | 21FP-36FP | Ml/d | 2 | 0.53758 | 0.61859 | 0.64272 | 0.66845 | 0.68925 | 0.70382 | 0.72261 | 0.7346 | 0.74943 | 0.76763 | 0.77967 | 0.79938 | 0.81352 | 0.82752 | 0.83411 | 0.83955 | 0.84399 | 0.8475 | 0.8501 | 0.85187 | 0.85279 | 0.85289 | 0.85219 | 0.85072 | 0.84852 | 0.8456 | 0.84196 | 0.83764 | 0.83264 | 0.82696 | 0.82064 | 0.81369 | 0.80614 | 0.798
| 26FP | Unmeasured Household - Consumption | 22FP-37FP | Ml/d | 2 | 1.3651 | 1.333 | 1.3133 | 1.2936 | 1.2651 | 1.2287 | 1.2013 | 1.1663 | 1.1402 | 1.1227 | 1.098 | 1.0806 | 1.0557 | 1.031 | 0.99962 | 0.96874 | 0.93846 | 0.90883 | 0.87984 | 0.85157 | 0.82393 | 0.79693 | 0.77053 | 0.74477 | 0.71959 | 0.695 | 0.67102 | 0.64761 | 0.62477 | 0.6025 | 0.58076 | 0.55956 | 0.5389 | 0.51875
| 27 - | Percentage of consumption driven by climate change | n/a in FP | - | 1 | - | - | - | - | bar: 2020-21 to 2049-50
| 28 - | Volume of consumption driven by climate change | n/a in FP | - | 1 |  | - | - | - | bar: 2020-21 to 2049-50
PCC and consumption by component | 29FP | Measured Household - PCC | (25FP*1,000,000)/(51FP*1,000) | l/h/d | 1 | 109 | 116 | 117 | 119 | 119 | 118 | 118 | 118 | 118 | 118 | 118 | 119 | 118 | 118 | 117 | 116 | 115 | 114 | 112 | 111 | 109 | 108 | 107 | 105 | 103 | 102 | 100 | 99 | 97 | 95 | 93 | 92 | 90 | 88
| 29.1FP | Measured toilet flushing | Input brief explanation here | l/h/d | 1 | 24.7502 | 26.3681 | 26.6135 | 26.8708 | 26.9368 | 26.7869 | 26.8157 | 26.6373 | 26.6305 | 26.7893 | 26.7143 | 26.8789 | 26.8502 | 26.8206 | 26.5669 | 26.3014 | 26.0246 | 25.7364 | 25.4376 | 25.1298 | 24.8122 | 24.4848 | 24.1482 | 23.8027 | 23.4494 | 23.0883 | 22.7194 | 22.3435 | 21.9608 | 21.5712 | 21.1753 | 20.7739 | 20.3673 | 19.9556
| 29.2FP | Measured personal washing | Input brief explanation here | l/h/d | 1 | 46.2217 | 49.2432 | 49.7015 | 50.182 | 50.3053 | 50.0254 | 50.079 | 49.746 | 49.7333 | 50.0298 | 49.8897 | 50.1971 | 50.1436 | 50.0882 | 49.6145 | 49.1186 | 48.6017 | 48.0635 | 47.5054 | 46.9307 | 46.3375 | 45.726 | 45.0975 | 44.4522 | 43.7925 | 43.1181 | 42.4292 | 41.7271 | 41.0125 | 40.2848 | 39.5455 | 38.7959 | 38.0365 | 37.2677
| 29.3FP | Measured clothes washing | Input brief explanation here | l/h/d | 1 | 13.4793 | 14.3604 | 14.4941 | 14.6342 | 14.6702 | 14.5886 | 14.6042 | 14.5071 | 14.5034 | 14.5898 | 14.549 | 14.6386 | 14.623 | 14.6069 | 14.4687 | 14.3241 | 14.1734 | 14.0164 | 13.8537 | 13.6861 | 13.5131 | 13.3348 | 13.1515 | 12.9633 | 12.7709 | 12.5742 | 12.3733 | 12.1686 | 11.9602 | 11.748 | 11.5324 | 11.3138 | 11.0923 | 10.8681
| 29.4FP | Measured dish washing | Input brief explanation here | l/h/d | 1 | 10.6242 | 11.3187 | 11.424 | 11.5345 | 11.5628 | 11.4985 | 11.5108 | 11.4342 | 11.4313 | 11.4995 | 11.4673 | 11.5379 | 11.5256 | 11.5129 | 11.404 | 11.29 | 11.1712 | 11.0475 | 10.9192 | 10.7871 | 10.6508 | 10.5102 | 10.3658 | 10.2174 | 10.0658 | 9.9108 | 9.7525 | 9.5911 | 9.4268 | 9.2596 | 9.0896 | 8.9173 | 8.7428 | 8.5661
| 29.5FP | Measured miscellaneous internal use | Input brief explanation here | l/h/d | 1 | 12.8195 | 13.6575 | 13.7847 | 13.9179 | 13.9521 | 13.8745 | 13.8894 | 13.797 | 13.7935 | 13.8757 | 13.8369 | 13.9221 | 13.9073 | 13.8919 | 13.7605 | 13.623 | 13.4796 | 13.3304 | 13.1756 | 13.0162 | 12.8517 | 12.6821 | 12.5077 | 12.3288 | 12.1458 | 11.9588 | 11.7677 | 11.573 | 11.3748 | 11.173 | 10.9679 | 10.76 | 10.5494 | 10.3362
| 29.6FP | Measured external use | Input brief explanation here | l/h/d | 1 | 1.3113 | 1.3971 | 1.4101 | 1.4237 | 1.4272 | 1.4193 | 1.4208 | 1.4113 | 1.411 | 1.4194 | 1.4154 | 1.4241 | 1.4226 | 1.421 | 1.4076 | 1.3935 | 1.3789 | 1.3636 | 1.3478 | 1.3315 | 1.3146 | 1.2973 | 1.2794 | 1.2611 | 1.2424 | 1.2233 | 1.2037 | 1.1838 | 1.1636 | 1.1429 | 1.1219 | 1.1007 | 1.0791 | 1.0573
| 30FP | Unmeasured Household - PCC | (26FP*1,000,000)/(52FP*1,000) | l/h/d | 1 | 158 | 160 | 160 | 159 | 158 | 156 | 155 | 152 | 151 | 150 | 149 | 149 | 147 | 146 | 143 | 141 | 138 | 135 | 133 | 130 | 128 | 125 | 123 | 120 | 117 | 115 | 112 | 110 | 107 | 105 | 102 | 100 | 97 | 95
| 30.1FP | Unmeasured toilet flushing | Input brief explanation here | l/h/d | 1 | 33.9029 | 34.2805 | 34.2553 | 34.2258 | 33.9582 | 33.4554 | 33.1728 | 32.6619 | 32.3744 | 32.3096 | 32.0064 | 31.9137 | 31.5931 | 31.2691 | 30.7268 | 30.1791 | 29.6286 | 29.0766 | 28.5233 | 27.9722 | 27.4208 | 26.8697 | 26.3189 | 25.7692 | 25.2199 | 24.6722 | 24.1265 | 23.5828 | 23.0411 | 22.5022 | 21.9656 | 21.4319 | 20.9011 | 20.3737
| 30.2FP | Unmeasured personal washing | Input brief explanation here | l/h/d | 1 | 67.939 | 68.6955 | 68.6451 | 68.5859 | 68.0497 | 67.0421 | 66.4759 | 65.452 | 64.8758 | 64.746 | 64.1385 | 63.9526 | 63.3103 | 62.661 | 61.5741 | 60.4767 | 59.3735 | 58.2673 | 57.1585 | 56.0542 | 54.9492 | 53.8449 | 52.741 | 51.6395 | 50.5389 | 49.4411 | 48.3476 | 47.2581 | 46.1727 | 45.0927 | 44.0175 | 42.9478 | 41.8843 | 40.8273
| 30.3FP | Unmeasured clothes washing | Input brief explanation here | l/h/d | 1 | 18.8687 | 19.0788 | 19.0648 | 19.0484 | 18.8994 | 18.6196 | 18.4623 | 18.178 | 18.018 | 17.9819 | 17.8132 | 17.7615 | 17.5832 | 17.4028 | 17.101 | 16.7962 | 16.4898 | 16.1826 | 15.8746 | 15.5679 | 15.261 | 14.9543 | 14.6478 | 14.3418 | 14.0362 | 13.7313 | 13.4276 | 13.125 | 12.8236 | 12.5236 | 12.225 | 11.9279 | 11.6325 | 11.339
| 30.4FP | Unmeasured dish washing | Input brief explanation here | l/h/d | 1 | 15.0631 | 15.2308 | 15.2196 | 15.2065 | 15.0876 | 14.8642 | 14.7387 | 14.5117 | 14.3839 | 14.3552 | 14.2205 | 14.1792 | 14.0368 | 13.8929 | 13.6519 | 13.4086 | 13.164 | 12.9187 | 12.6729 | 12.4281 | 12.1831 | 11.9382 | 11.6935 | 11.4493 | 11.2052 | 10.9618 | 10.7194 | 10.4778 | 10.2372 | 9.9977 | 9.7593 | 9.5222 | 9.2864 | 9.052
| 30.5FP | Unmeasured miscellaneous internal use | Input brief explanation here | l/h/d | 1 | 20.5916 | 20.8209 | 20.8056 | 20.7877 | 20.6251 | 20.3197 | 20.1481 | 19.8378 | 19.6632 | 19.6238 | 19.4397 | 19.3833 | 19.1887 | 18.9919 | 18.6624 | 18.3299 | 17.9955 | 17.6602 | 17.3241 | 16.9894 | 16.6545 | 16.3198 | 15.9852 | 15.6514 | 15.3178 | 14.9851 | 14.6537 | 14.3234 | 13.9945 | 13.6671 | 13.3412 | 13.017 | 12.6947 | 12.3743
| 30.6FP | Unmeasured external use | Input brief explanation here | l/h/d | 1 | 1.5444 | 1.5616 | 1.5604 | 1.5591 | 1.5469 | 1.524 | 1.5111 | 1.4879 | 1.4748 | 1.4718 | 1.458 | 1.4538 | 1.4392 | 1.4244 | 1.3997 | 1.3748 | 1.3497 | 1.3245 | 1.2993 | 1.2742 | 1.2491 | 1.224 | 1.1989 | 1.1739 | 1.1489 | 1.1239 | 1.099 | 1.0743 | 1.0496 | 1.0251 | 1.0006 | 0.97629 | 0.95212 | 0.92809
| 31FP | Average Household - PCC | ((25FP+26FP)*1,000,000))/(51FP+52FP*1,000) | l/h/d | 1 | 140.2389 | 142.812 | 142.7278 | 142.667 | 141.6438 | 139.6335 | 138.5885 | 136.5918 | 135.5594 | 135.4639 | 134.3127 | 134.1895 | 133.1256 | 132.0755 | 130.0489 | 128.0107 | 125.9652 | 123.9134 | 121.8552 | 119.8013 | 117.7419 | 115.6769 | 113.6065 | 111.5318 | 109.4531 | 107.3708 | 105.2855 | 103.1975 | 101.107 | 99.0136 | 96.9173 | 94.8204 | 92.7232 | 90.6258
| 32FP | Water Taken Unbilled | Calculated BL+Preferred options | Ml/d | 1 | 0.014229 | 0.014427 | 0.014506 | 0.014604 | 0.014709 | 0.01481 | 0.014911 | 0.015006 | 0.015081 | 0.015134 | 0.015183 | 0.015251 | 0.015332 | 0.01542 | 0.01551 | 0.015601 | 0.015691 | 0.015781 | 0.01587 | 0.015959 | 0.016047 | 0.016135 | 0.016223 | 0.01631 | 0.016397 | 0.016483 | 0.01657 | 0.016656 | 0.016741 | 0.016827 | 0.016912 | 0.016997 | 0.017081 | 0.017166
| 33FP | Distribution System Operational Use | Calculated BL+Preferred options | Ml/d | 1 | 0.038298 | 0.038834 | 0.039045 | 0.039308 | 0.039591 | 0.039865 | 0.040135 | 0.040391 | 0.040594 | 0.040737 | 0.040867 | 0.041051 | 0.041269 | 0.041504 | 0.041749 | 0.041993 | 0.042235 | 0.042476 | 0.042716 | 0.042955 | 0.043193 | 0.04343 | 0.043666 | 0.043901 | 0.044135 | 0.044368 | 0.0446 | 0.044831 | 0.045062 | 0.045292 | 0.045521 | 0.045749 | 0.045977 | 0.046204
Leakage | 34FP | Measured Non Household - USPL | Calculated BL+Preferred options | Ml/d | 2 | 0.012384 | 0.012612 | 0.012719 | 0.012822 | 0.012921 | 0.013016 | 0.013107 | 0.013196 | 0.013281 | 0.013364 | 0.013444 | 0.013522 | 0.013598 | 0.013671 | 0.013743 | 0.013813 | 0.013881 | 0.013947 | 0.014012 | 0.014076 | 0.014138 | 0.014198 | 0.014258 | 0.014316 | 0.014373 | 0.014428 | 0.014483 | 0.014537 | 0.01459 | 0.014641 | 0.014692 | 0.014742 | 0.014791 | 0.01484
| 35FP | Unmeasured Non Household - USPL | Calculated BL+Preferred options | Ml/d | 2 | 0.001417 | 0.0013304 | 0.0012891 | 0.0012491 | 0.0012103 | 0.0011727 | 0.0011363 | 0.0011011 | 0.0010669 | 0.0010338 | 0.0010017 | 0.00097058 | 0.00094045 | 0.00091126 | 0.00088297 | 0.00085557 | 0.00082901 | 0.00080328 | 0.00077834 | 0.00075418 | 0.00073077 | 0.00070809 | 0.00068611 | 0.00066481 | 0.00064417 | 0.00062418 | 0.0006048 | 0.00058603 | 0.00056784 | 0.00055021 | 0.00053313 | 0.00051659 | 0.00050055 | 0.00048501
| 36FP | Measured Household - USPL | Calculated BL+Preferred options | Ml/d | 2 | 0.053901 | 0.058698 | 0.060777 | 0.063013 | 0.065297 | 0.06752 | 0.069706 | 0.071819 | 0.073723 | 0.075391 | 0.076991 | 0.078757 | 0.080618 | 0.082518 | 0.084429 | 0.086314 | 0.088173 | 0.090007 | 0.091817 | 0.093602 | 0.095364 | 0.097102 | 0.098818 | 0.10051 | 0.10219 | 0.10384 | 0.10547 | 0.10708 | 0.10867 | 0.11024 | 0.1118 | 0.11333 | 0.11485 | 0.11635
| 37FP | Unmeasured Household - USPL | Calculated BL+Preferred options | Ml/d | 2 | 0.10572 | 0.10144 | 0.099374 | 0.097346 | 0.095359 | 0.093412 | 0.091506 | 0.089638 | 0.087809 | 0.086016 | 0.084261 | 0.082541 | 0.080856 | 0.079206 | 0.077589 | 0.076006 | 0.074454 | 0.072935 | 0.071446 | 0.069988 | 0.068559 | 0.06716 | 0.065789 | 0.064446 | 0.063131 | 0.061842 | 0.06058 | 0.059344 | 0.058132 | 0.056946 | 0.055784 | 0.054645 | 0.05353 | 0.052437
| 38FP | Void Properties - USPL | Calculated BL+Preferred options | Ml/d | 2 | 0.0078109 | 0.0076495 | 0.0077012 | 0.007761 | 0.0078239 | 0.0078847 | 0.0079445 | 0.0080016 | 0.0080495 | 0.0080871 | 0.0081222 | 0.008166 | 0.0082151 | 0.0082669 | 0.0083199 | 0.0083726 | 0.0084247 | 0.0084764 | 0.0085276 | 0.0085785 | 0.0086289 | 0.008679 | 0.0087287 | 0.008778 | 0.0088269 | 0.0088756 | 0.0089239 | 0.0089719 | 0.0090196 | 0.009067 | 0.0091142 | 0.0091611 | 0.0092077 | 0.009254
| 39FP | Distribution Losses | Calculated BL+Preferred options | Ml/d | 2 | 0.5684 | 0.60755 | 0.60742 | 0.60597 | 0.57848 | 0.55102 | 0.52356 | 0.49613 | 0.46889 | 0.45067 | 0.43248 | 0.41408 | 0.40012 | 0.38607 | 0.36742 | 0.34876 | 0.3301 | 0.31144 | 0.29276 | 0.28321 | 0.27366 | 0.2641 | 0.25454 | 0.24497 | 0.2354 | 0.22582 | 0.21624 | 0.20665 | 0.19706 | 0.18746 | 0.17786 | 0.16825 | 0.15864 | 0.14902
| 40FP | Total Leakage | Sum(34FP:39FP) | Ml/d | 2 | 0.74963 | 0.78928 | 0.78928 | 0.78816 | 0.76109 | 0.73403 | 0.70696 | 0.67989 | 0.65282 | 0.63456 | 0.6163 | 0.59804 | 0.58434 | 0.57065 | 0.55239 | 0.53413 | 0.51586 | 0.4976 | 0.47934 | 0.47021 | 0.46108 | 0.45195 | 0.44282 | 0.43369 | 0.42456 | 0.41543 | 0.4063 | 0.39717 | 0.38804 | 0.37891 | 0.36978 | 0.36065 | 0.35152 | 0.34239
| 41FP | Total Leakage | (40FP*1,000,000)/(48FP*1,000) | l/prop/d | 2 | 118.1093 | 124.6587 | 123.9739 | 122.9565 | 117.8684 | 112.8836 | 107.9767 | 103.1731 | 98.5601 | 95.4605 | 92.4127 | 89.2654 | 86.7535 | 84.2316 | 81.0509 | 77.9099 | 74.8082 | 71.7445 | 68.7179 | 67.029 | 65.3608 | 63.7127 | 62.0842 | 60.4749 | 58.8841 | 57.3115 | 55.7567 | 54.2192 | 52.6986 | 51.1946 | 49.7066 | 48.2346 | 46.778 | 45.3367
Customer: Properties | 42FP | Measured Non Household - Properties | Input (total, excluding voids) | 000's | 2 | 0.57269 | 0.58328 | 0.58823 | 0.59297 | 0.59753 | 0.60192 | 0.60616 | 0.61025 | 0.6142 | 0.61803 | 0.62174 | 0.62535 | 0.62885 | 0.63225 | 0.63557 | 0.6388 | 0.64195 | 0.64502 | 0.64802 | 0.65095 | 0.65381 | 0.65662 | 0.65936 | 0.66205 | 0.66468 | 0.66726 | 0.66979 | 0.67227 | 0.67471 | 0.67711 | 0.67946 | 0.68177 | 0.68404 | 0.68628
| 43FP | Unmeasured Non Household - Properties | Input (total, excluding voids) | 000's | 2 | 0.041997 | 0.03943 | 0.038207 | 0.037021 | 0.035871 | 0.034758 | 0.033679 | 0.032634 | 0.031621 | 0.030639 | 0.029688 | 0.028767 | 0.027874 | 0.027008 | 0.02617 | 0.025358 | 0.024571 | 0.023808 | 0.023069 | 0.022353 | 0.021659 | 0.020987 | 0.020335 | 0.019704 | 0.019092 | 0.0185 | 0.017925 | 0.017369 | 0.01683 | 0.016307 | 0.015801 | 0.015311 | 0.014836 | 0.014375
| 44FP | All void non-households - properties | Input (voids in each year) | 000's | 2 | 0.048656 | 0.048952 | 0.049086 | 0.049212 | 0.049332 | 0.049446 | 0.049555 | 0.049659 | 0.04976 | 0.049858 | 0.049952 | 0.050045 | 0.050135 | 0.050223 | 0.050309 | 0.050394 | 0.050478 | 0.05056 | 0.050642 | 0.050723 | 0.050803 | 0.050883 | 0.050962 | 0.051041 | 0.05112 | 0.051198 | 0.051276 | 0.051353 | 0.051431 | 0.051508 | 0.051586 | 0.051663 | 0.05174 | 0.051817
| 45FP | Measured Household - Properties (excl voids) | Pre-plan year = input. Forecast years = Previous year 45FP + sum(45.1FP:45.6FP) | 000's | 2 | 2.3669 | 2.4754 | 2.567 | 2.6659 | 2.7672 | 2.8657 | 2.9627 | 3.0563 | 3.1404 | 3.2138 | 3.2842 | 3.3622 | 3.4447 | 3.5291 | 3.614 | 3.6978 | 3.7805 | 3.862 | 3.9426 | 4.0221 | 4.1005 | 4.178 | 4.2545 | 4.33 | 4.4046 | 4.4783 | 4.5511 | 4.623 | 4.6941 | 4.7643 | 4.8337 | 4.9024 | 4.9702 | 5.0373
| 45.1FP | New properties | Input (new builds in each year) | 000's | 2 | 0.04081 | 0.045343 | 0.029859 | 0.038404 | 0.041949 | 0.040437 | 0.040042 | 0.037895 | 0.029548 | 0.01992 | 0.017921 | 0.026711 | 0.032186 | 0.035136 | 0.036653 | 0.03655 | 0.03639 | 0.036243 | 0.036101 | 0.035963 | 0.035827 | 0.035696 | 0.035572 | 0.035453 | 0.035339 | 0.03523 | 0.035124 | 0.035023 | 0.034927 | 0.034835 | 0.034752 | 0.034664 | 0.034578 | 0.034495
| 45.2FP | Meter optants - properties | Input (meter optants in each year) | 000's | 2 | 0.05548 | 0.060007 | 0.058782 | 0.057582 | 0.056407 | 0.055256 | 0.054128 | 0.053023 | 0.051941 | 0.050881 | 0.049842 | 0.048825 | 0.047828 | 0.046852 | 0.045896 | 0.044959 | 0.044041 | 0.043142 | 0.042262 | 0.041399 | 0.040554 | 0.039727 | 0.038916 | 0.038121 | 0.037343 | 0.036581 | 0.035835 | 0.035103 | 0.034387 | 0.033685 | 0.032997 | 0.032324 | 0.031664 | 0.031018
| 45.3FP | Compulsory metering - properties | Input (compulsory meters in each year) | 000's | 2 | 0 | 0 | 0 | 0 | 0 | 0 | 0 | 0 | 0 | 0 | 0 | 0 | 0 | 0 | 0 | 0 | 0 | 0 | 0 | 0 | 0 | 0 | 0 | 0 | 0 | 0 | 0 | 0 | 0 | 0 | 0 | 0 | 0 | 0
| 45.4FP | Metering on change of occupancy - properties | Input (change of occupancy meters in each year) | 000's | 2 | 0 | 0 | 0 | 0 | 0 | 0 | 0 | 0 | 0 | 0 | 0 | 0 | 0 | 0 | 0 | 0 | 0 | 0 | 0 | 0 | 0 | 0 | 0 | 0 | 0 | 0 | 0 | 0 | 0 | 0 | 0 | 0 | 0 | 0
| 45.5FP | Selective metering properties | Input (selective meters in each year) | 000's | 2 | 0 | 0 | 0 | 0 | 0 | 0 | 0 | 0 | 0 | 0 | 0 | 0 | 0 | 0 | 0 | 0 | 0 | 0 | 0 | 0 | 0 | 0 | 0 | 0 | 0 | 0 | 0 | 0 | 0 | 0 | 0 | 0 | 0 | 0
| 45.6FP | Other changes to existing metering - properties | Input (other changes to meters in each year) | 000's | 2 | 0.0019368 | 0.0030736 | 0.0030109 | 0.0029494 | 0.0028892 | 0.0028303 | 0.0027725 | 0.0027159 | 0.0026605 | 0.0026062 | 0.002553 | 0.0025009 | 0.0024498 | 0.0023998 | 0.0023508 | 0.0023029 | 0.0022559 | 0.0022098 | 0.0021647 | 0.0021205 | 0.0020772 | 0.0020348 | 0.0019933 | 0.0019526 | 0.0019128 | 0.0018737 | 0.0018355 | 0.001798 | 0.0017613 | 0.0017254 | 0.0016902 | 0.0016557 | 0.0016219 | 0.0015888
| 45.7FP | Measured void households - properties | Input (voids in each year) | 000's | 2 | 0.07727 | 0.080098 | 0.082925 | 0.085948 | 0.089029 | 0.092028 | 0.094976 | 0.097825 | 0.1004 | 0.10268 | 0.10486 | 0.10725 | 0.10976 | 0.11232 | 0.11489 | 0.11742 | 0.11992 | 0.12238 | 0.12481 | 0.1272 | 0.12956 | 0.13189 | 0.13419 | 0.13646 | 0.1387 | 0.14091 | 0.14309 | 0.14524 | 0.14737 | 0.14947 | 0.15154 | 0.15359 | 0.15561 | 0.15761
| 46FP | Unmeasured households - properties (excl void) | Input (total) | 000's | 2 | 3.155 | 3.0275 | 2.9657 | 2.9052 | 2.8459 | 2.7878 | 2.7309 | 2.6751 | 2.6205 | 2.5671 | 2.5147 | 2.4633 | 2.4131 | 2.3638 | 2.3156 | 2.2683 | 2.222 | 2.1766 | 2.1322 | 2.0887 | 2.0461 | 2.0043 | 1.9634 | 1.9233 | 1.8841 | 1.8456 | 1.8079 | 1.771 | 1.7349 | 1.6995 | 1.6648 | 1.6308 | 1.5975 | 1.5649
| 47FP | Unmeasured void households - properties | Input (voids in each year) | 000's | 2 | 0.084416 | 0.076946 | 0.075375 | 0.073837 | 0.07233 | 0.070854 | 0.069407 | 0.067991 | 0.066603 | 0.065244 | 0.063912 | 0.062607 | 0.06133 | 0.060078 | 0.058852 | 0.05765 | 0.056474 | 0.055321 | 0.054192 | 0.053086 | 0.052002 | 0.050941 | 0.049901 | 0.048883 | 0.047885 | 0.046908 | 0.04595 | 0.045012 | 0.044094 | 0.043194 | 0.042312 | 0.041448 | 0.040602 | 0.039774
| 48FP | Total Resource Zone Properties (incl voids) | SUM(42FP:45FP)+45.7FP+46FP+47FP | 000's | 2 | 6.3469 | 6.3316 | 6.3665 | 6.4101 | 6.4572 | 6.5025 | 6.5473 | 6.5898 | 6.6236 | 6.6473 | 6.669 | 6.6995 | 6.7357 | 6.7747 | 6.8153 | 6.8557 | 6.8958 | 6.9358 | 6.9755 | 7.0151 | 7.0544 | 7.0936 | 7.1326 | 7.1714 | 7.2101 | 7.2486 | 7.287 | 7.3253 | 7.3634 | 7.4014 | 7.4392 | 7.477 | 7.5146 | 7.5521
Customer: Population | 49FP | Measured Non Household - Population | Input (total) | 000's | 2 | 0.768 | 0.77044 | 0.77157 | 0.77311 | 0.77503 | 0.77784 | 0.77996 | 0.78183 | 0.78324 | 0.78431 | 0.78602 | 0.78812 | 0.79022 | 0.79214 | 0.79404 | 0.79773 | 0.801 | 0.80422 | 0.80688 | 0.80908 | 0.81126 | 0.81348 | 0.81585 | 0.81753 | 0.81896 | 0.82039 | 0.8218 | 0.82321 | 0.8246 | 0.82599 | 0.82737 | 0.82874 | 0.83009 | 0.83144
| 50FP | Unmeasured Non Household - Population | Input (total) | 000's | 2 | 0 | 0 | 0 | 0 | 0 | 0 | 0 | 0 | 0 | 0 | 0 | 0 | 0 | 0 | 0 | 0 | 0 | 0 | 0 | 0 | 0 | 0 | 0 | 0 | 0 | 0 | 0 | 0 | 0 | 0 | 0 | 0 | 0 | 0
| 51FP | Measured Household - Population | Input (total) | 000's | 2 | 4.9226 | 5.3168 | 5.4733 | 5.6379 | 5.7991 | 5.9549 | 6.1072 | 6.2501 | 6.378 | 6.4942 | 6.6145 | 6.7402 | 6.8668 | 6.9927 | 7.1157 | 7.2344 | 7.35 | 7.4631 | 7.574 | 7.6827 | 7.7895 | 7.8946 | 7.998 | 8.1001 | 8.2009 | 8.3005 | 8.3989 | 8.4964 | 8.5929 | 8.6884 | 8.7832 | 8.8771 | 8.9703 | 9.0629
| 52FP | Unmeasured Household - Population | Input (total) | 000's | 2 | 8.6448 | 8.3484 | 8.2313 | 8.1149 | 7.9983 | 7.8852 | 7.7752 | 7.6667 | 7.5613 | 7.4607 | 7.3657 | 7.2699 | 7.174 | 7.0789 | 6.9847 | 6.8918 | 6.8004 | 6.7107 | 6.6227 | 6.5361 | 6.4512 | 6.3677 | 6.2857 | 6.2051 | 6.1259 | 6.048 | 5.9713 | 5.8959 | 5.8217 | 5.7485 | 5.6765 | 5.6056 | 5.5356 | 5.4666
| 53FP | Total Resource Zone Population | 49FP+Sum(50FP:52FP) | 000's | 2 | 14.3354 | 14.4356 | 14.4762 | 14.5259 | 14.5724 | 14.6179 | 14.6624 | 14.6986 | 14.7225 | 14.7392 | 14.7662 | 14.7982 | 14.8309 | 14.8637 | 14.8944 | 14.9239 | 14.9514 | 14.9781 | 15.0036 | 15.0279 | 15.0519 | 15.0758 | 15.0996 | 15.1227 | 15.1457 | 15.1688 | 15.1921 | 15.2155 | 15.2392 | 15.263 | 15.2871 | 15.3114 | 15.336 | 15.3609
Occupancy | 54FP | Measured Household - Occupancy Rate (average) (excl voids) | 51FP/45FP | h/prop | 1 | 2.0797 | 2.1479 | 2.1322 | 2.1148 | 2.0957 | 2.078 | 2.0614 | 2.045 | 2.0309 | 2.0207 | 2.0141 | 2.0047 | 1.9934 | 1.9815 | 1.9689 | 1.9564 | 1.9442 | 1.9324 | 1.9211 | 1.9101 | 1.8996 | 1.8896 | 1.8799 | 1.8707 | 1.8619 | 1.8535 | 1.8455 | 1.8379 | 1.8306 | 1.8237 | 1.8171 | 1.8108 | 1.8048 | 1.7991
| 55FP | Unmeasured Household - Occupancy Rate | 52BL/46BL | h/prop | 1 | 2.7401 | 2.7575 | 2.7755 | 2.7933 | 2.8105 | 2.8285 | 2.8472 | 2.8659 | 2.8854 | 2.9063 | 2.9291 | 2.9512 | 2.973 | 2.9947 | 3.0164 | 3.0383 | 3.0605 | 3.0831 | 3.106 | 3.1293 | 3.153 | 3.177 | 3.2014 | 3.2262 | 3.2514 | 3.2769 | 3.3028 | 3.3291 | 3.3556 | 3.3825 | 3.4098 | 3.4373 | 3.4651 | 3.4932
Metering | 56FP | Total Household Metering penetration (excl. voids) | 45FP/45FP+46FP | % | 0 | 42.86% | 44.98% | 46.4% | 47.85% | 49.3% | 50.69% | 52.04% | 53.33% | 54.51% | 55.59% | 56.64% | 57.71% | 58.81% | 59.89% | 60.95% | 61.98% | 62.98% | 63.96% | 64.9% | 65.82% | 66.71% | 67.58% | 68.42% | 69.24% | 70.04% | 70.82% | 71.57% | 72.3% | 73.01% | 73.71% | 74.38% | 75.04% | 75.68% | 76.3%
| 57FP | Total Household Metering penetration (incl. voids) | 45FP/(45FP+45.7FP+46FP+47FP) | % | 0 | 41.65% | 43.74% | 45.11% | 46.52% | 47.92% | 49.27% | 50.58% | 51.83% | 52.98% | 54.02% | 55.03% | 56.08% | 57.14% | 58.18% | 59.21% | 60.21% | 61.18% | 62.13% | 63.04% | 63.93% | 64.8% | 65.64% | 66.46% | 67.25% | 68.02% | 68.77% | 69.5% | 70.21% | 70.9% | 71.57% | 72.23% | 72.86% | 73.48% | 74.08%
|  | Company: | Dŵr Cymru Welsh Water
|  | Resource Zone Name: | Monmouth
|  | Resource Zone Number: | 8106
|  | Planning Scenario Name: | Dry Year Annual Average
|  | Chosen Level of Service: | 1 in 20

## 9. FP SDB
Table 9: Final planning water supply
| Row Ref | Component | Derivation | Unit | Decimal places | 2015-16 | For info 2017-18 | For info 2018-19 | For info 2019-20 | 2020-21 | 2021-22 | 2022-23 | 2023-24 | 2024-25 | 2025-26 | 2026-27 | 2027-28 | 2028-29 | 2029-30 | 2030-31 | 2031-32 | 2032-33 | 2033-34 | 2034-35 | 2035-36 | 2036-37 | 2037-38 | 2038-39 | 2039-40 | 2040-41 | 2041-42 | 2042-43 | 2043-44 | 2044-45 | 2045-46 | 2046-47 | 2047-48 | 2048-49 | 2049-50
SDB | 11FP | Distribution Input | 19FP+20FP+21FP+22FP+32FP+33FP+38FP+39FP | Ml/d | 2 | 3.35 | 3.4513 | 3.4576 | 3.4631 | 3.4302 | 3.3842 | 3.3438 | 3.2934 | 3.2546 | 3.2366 | 3.2052 | 3.1889 | 3.164 | 3.1393 | 3.096 | 3.052 | 3.0077 | 2.963 | 2.9181 | 2.8822 | 2.8461 | 2.8099 | 2.7734 | 2.7368 | 2.7001 | 2.6633 | 2.6263 | 2.5892 | 2.5521 | 2.5148 | 2.4774 | 2.4399 | 2.4024 | 2.3648
| 12FP | Water Available For Use (own sources) | 7FP-(9FP+10FP) | Ml/d | 2 | 4.3191 | 4.1093 | 4.1093 | 4.1093 | 4.1093 | 4.1093 | 4.1093 | 4.1093 | 4.1093 | 4.1093 | 4.1093 | 4.1093 | 4.1093 | 4.1093 | 4.1093 | 4.1093 | 4.1093 | 4.1093 | 4.1093 | 4.1093 | 4.1093 | 4.1093 | 4.1093 | 4.1093 | 4.1093 | 4.1093 | 4.1093 | 4.1093 | 4.1093 | 4.1093 | 4.1093 | 4.1093 | 4.1093 | 4.1093
| 13FP | Total Water Available For Use | 12FP+(2FP+3FP)-(5FP+6FP) | Ml/d | 2 | 4.4267 | 4.1093 | 4.1093 | 4.1093 | 4.1093 | 4.1093 | 4.1093 | 4.1093 | 4.1093 | 4.1093 | 4.1093 | 4.1093 | 4.1093 | 4.1093 | 4.1093 | 4.1093 | 4.1093 | 4.1093 | 4.1093 | 4.1093 | 4.1093 | 4.1093 | 4.1093 | 4.1093 | 4.1093 | 4.1093 | 4.1093 | 4.1093 | 4.1093 | 4.1093 | 4.1093 | 4.1093 | 4.1093 | 4.1093
| 14FP | Target headroom (climate change component) | Input | Ml/d | 2 | 0.00064141 | 0.0013019 | 0.0019723 | 0.0026317 | 0.0033083 | 0.0039026 | 0.0045924 | 0.0052029 | 0.0058751 | 0.0051824 | 0.0056431 | 0.0061711 | 0.0061332 | 0.0071294 | 0.0060683 | 0.0063379 | 0.0067592 | 0.0013333 | 0.0073602 | 0.005972 | 0.0063211 | 0.0064939 | 0.0066665 | 0.0068843 | 0.0055339 | 0.0057204 | 0.0057633 | 0.0058448 | 0.0059405 | 0.0059342 | 0.0060335 | 0.0062165 | 0.0062673 | 0.0062985
| 15FP | Target headroom (All other components) | Input | Ml/d | 2 | 0.31217 | 0.31663 | 0.31618 | 0.31933 | 0.31938 | 0.32091 | 0.3184 | 0.31551 | 0.31429 | 0.24807 | 0.24776 | 0.24888 | 0.24821 | 0.24862 | 0.21331 | 0.22178 | 0.23321 | 0.24818 | 0.25794 | 0.23538 | 0.24728 | 0.26375 | 0.27885 | 0.29415 | 0.2725 | 0.28701 | 0.30395 | 0.32012 | 0.33976 | 0.3528 | 0.37158 | 0.38556 | 0.40604 | 0.42557
| 16FP | Target Headroom | 14FP+15FP | Ml/d | 2 | 0.31281 | 0.31793 | 0.31815 | 0.32196 | 0.32269 | 0.32481 | 0.32299 | 0.32071 | 0.32016 | 0.25326 | 0.2534 | 0.25505 | 0.25435 | 0.25575 | 0.21938 | 0.22812 | 0.23997 | 0.24952 | 0.2653 | 0.24135 | 0.2536 | 0.27025 | 0.28551 | 0.30104 | 0.27803 | 0.29273 | 0.30971 | 0.32596 | 0.3457 | 0.35873 | 0.37761 | 0.39178 | 0.41231 | 0.43186
| 17FP | Available Headroom | 13FP-11FP | Ml/d | 2 | 1.0767 | 0.65797 | 0.65167 | 0.64616 | 0.67908 | 0.7251 | 0.76543 | 0.81587 | 0.85467 | 0.87262 | 0.90401 | 0.92038 | 0.94524 | 0.96992 | 1.0132 | 1.0572 | 1.1016 | 1.1463 | 1.1912 | 1.227 | 1.2631 | 1.2994 | 1.3358 | 1.3724 | 1.4091 | 1.446 | 1.483 | 1.52 | 1.5572 | 1.5945 | 1.6319 | 1.6693 | 1.7069 | 1.7445
| 18FP | Supply Demand Balance | 17FP-16FP | Ml/d | 2 | 0.7639 | 0.34004 | 0.33352 | 0.3242 | 0.35639 | 0.40029 | 0.44244 | 0.49515 | 0.53451 | 0.61937 | 0.65061 | 0.66533 | 0.6909 | 0.71417 | 0.79385 | 0.82909 | 0.86162 | 0.89674 | 0.92588 | 0.9857 | 1.0095 | 1.0291 | 1.0503 | 1.0714 | 1.1311 | 1.1533 | 1.1732 | 1.1941 | 1.2115 | 1.2358 | 1.2542 | 1.2775 | 1.2945 | 1.3126
|  | Company: | Dŵr Cymru Welsh Water
|  | Resource Zone Name: | Monmouth
|  | Resource Zone Number: | 8106
|  | Planning Scenario Name: | Dry Year Annual Average
|  | Chosen Level of Service: | 1 in 20

## 10. Drought plan links
Table 10: Drought plan links and Deployable Output Overview
10.1 Planning scenarios |  |  |  |  | 10.2 Water resources management plan | [7 empty] | 10.3 Drought plan | [5 empty] | 10.4 Demand
Drought Scenarios | Drought Description | Drought Severity | Plan in which scenario is used (highlights overlaps) |  | WRMP DO of Sources (not including drought measures) | WRMP Additional Yield from Drought Supply Measures (eg drought permits or orders) |  |  | WRMP Impact on DO of drought plan Demand Restrictions (eg TUBs) |  |  | WRMP DO Levels of Service | Drought Plan Additional Yield from Further Supply Measures (eg drought permits or orders) |  |  | Drought Plan Impact on DO of Further Demand Restrictions (eg TUBs) |  |  | Unrestricted Demand | Restricted Demand
|  |  | WRMP | Drought Plan | DO (Ml/d) | Description | Marginal Benefit (Ml/d) | DO (Ml/d) | Description | Marginal Benefit (Ml/d) | DO (Ml/d) | DO (Ml/d) | Description | Marginal Benefit (Ml/d) | DO (Ml/d) | Description | Marginal Benefit (Ml/d) | DO (Ml/d) | Ml/d | Ml/d
Historic Droughts | 1976 | 1.3% in any given year | Y | Y | 4.44 | n/a | 0 | 4.44 | n/a | 0 | 4.44 | 4.44 | n/a | 0 | 4.44 | n/a | 0 | 4.44 | 4.44 | 4.44
| 0 | 0 | 0 | 0 | 0 | 0 | 0 | 0 | 0 | 0 | 0 | 0 | 0 | 0 | 0 | 0 | 0 | 0 | 0 | 0
Additional Drought Scenarios | 1 in 200 | Severe Drought | Y | n | 4.44 | n/a | 0 | 4.44 | n/a | 0 | 4.44 | 4.44 | n/a | 0 | 4.44 | n/a | 0 | 4.44 | 4.44 | 4.44
| 0 | 0 | 0 | 0 | 0 | 0 | 0 | 0 | 0 | 0 | 0 | 0 | 0 | 0 | 0 | 0 | 0 | 0 | 0 | 0
Reported DO for WRMP tables highlighted in yellow
10.5 Summary report
WRMP DO Overview | [8 empty] | Drought Plan Overview
DO Approach - The ‘explicit levels of service’ (UKWIR, 2014) approach LoS: >1 in 43 for TUBs and NEUBs Constraint on DO: Capacity reached at Mayhill and Ffynnon Gaer WTWs Critical Year(s): 1976 Data length, quality: 01/01/1973 – 31/12/2015 (43 years), confidence rating AC Approach to Drought Severity: worst historic in time series | [8 empty] | Please see Monmouthshire zonal summary in Appendix 1 of our Drought Plan.
Additional Drought Scenarios | [8 empty] | Drought Supply Measures and Demand Restrictions Further Details
Tested to 1 in 200 as per OFWAT PR19 guidance. | [8 empty] | For droughts more severe than 1 in 200, we would look to our drought supply side mitigation measures as outlined in our drought plan. Our current Drought Plan is available on https://welshwater.com/en/My-Water/Water-Resources/Drought-Plan.aspx
0
Impact on Supply Demand | [8 empty] | 0
EVA analysis of river flows indicates that there is sufficient water available to meet our abstraction requirements under a 1 in 200 drought event, therefore we have assumed that the DO under this scenario is the same as the worst historic. | [8 empty] | 0
0
Demands | [8 empty] | 0
Demand reductions have not been triggered in the baseline DO model run. | [8 empty] | 0
0 | [8 empty] | 0
#REF! | [8 empty] | #REF!
#REF! | [8 empty] | #REF!