## TITLE PAGE
Water Resources Planning Tables 2019
v15 - June 2018
All queries on the content of this workbook should be sent to:
water-company-plan@environment-agency.gov.uk
Water resource zone information
Company: |  | Dŵr Cymru Welsh Water
Resource Zone Name: |  | SEWCUS |  |  |  |  | Data validation: Cell D20
Resource Zone Number: |  | 8121 |  |  |  |  | Dry Year Annual Average
Planning Scenario Name: |  | Dry Year Annual Average | DYAA | Normal Year Annual Average |  |  | Dry Year Critical Period
Chosen Level of Service: |  | 1 in 20 |  |  |  |  | Dry Year Annual Average - benchmarking data
Base Year: |  | 2015-16 |  |  |  |  | Dry Year Critical Period - benchmarking data
Responsible Officer: |  | Ian Brown | Signed: |  | Dated: | 2019-03-21
Version: |  | DryYr_SEWCUS_FinalPlan_Version6 |  | [Digital signature is acceptable]
Key to cells
Clear cells - indicate an input is required
Yellow shaded cells - indicates a formula.
Blue shaded cells - indicate base year data.
Light grey shaded cells - indicate preceding years.
Dark grey cells - indicate that no data entry is required.
Worksheet |  | Content
WRZ summary |  | Supply-Demand Balance and components
1. BL Licences |  | Baseline water resources
2. BL Supply |  | Baseline water supplies
3. BL Demand |  | Baseline demand
4. BL SDB |  | Baseline supply demand balance
5. Feasible options |  | Fixed and Variable costs, Net Present Value, AIC and AISC of all feasible options (confidential)
6. Preferred options |  | High level costs of preferred options (Dry Year) - publicly available
7. FP Supply |  | Final Planning water supplies (impact of Scenario options)
8. FP Demand |  | Final Planning demand (impact of Scenario options)
9. FP SDB |  | Final Planning supply demand balance
10. Drought plan links |  | Drought plan links

## WRZ summary
Summary graphs of water resources planning tables data
Dŵr Cymru Welsh Water
SEWCUS
DERIVATION | DESCRIPTION | UNITS |  | For info 2017-18 | For info 2018-19 | For info 2019- | 2020-21 | 2021-22 | 2022-23 | 2023-24 | 2024-25 | 2025-26 | 2026-27 | 2027-28 | 2028-29 | 2029-30 | 2030-31 | 2031-32 | 2032-33 | 2033-34 | 2034-35 | 2035-36 | 2036-37 | 2037-38 | 2038-39 | 2039-40 | 2040-41 | 2041-42 | 2042-43 | 2043-44 | 2044-45 | 2045-46 | 2046-47 | 2047-48 | 2048-49 | 2049-50
SUPPLY
13BL | Total water available for use | Ml/d | 413.5971 | 399.4533 | 399.0653 | 398.6774 | 398.2895 | 397.9016 | 397.5137 | 397.1258 | 396.7379 | 396.3499 | 395.962 | 395.5741 | 395.1862 | 394.7983 | 394.5074 | 394.4104 | 394.3134 | 394.2164 | 394.1194 | 394.0225 | 393.9255 | 393.8285 | 393.7315 | 393.6345 | 393.5376 | 393.4406 | 393.3436 | 393.2466 | 393.1497 | 393.0527 | 392.9557 | 392.8587 | 392.7617 | 392.6648
13FP | Total water available for use | Ml/d | 413.5971 | 399.4533 | 399.0653 | 398.6774 | 398.2895 | 397.9016 | 397.5137 | 397.1258 | 396.7379 | 396.3499 | 395.962 | 395.5741 | 395.1862 | 394.7983 | 394.5074 | 394.4104 | 394.3134 | 394.2164 | 394.1194 | 394.0225 | 393.9255 | 393.8285 | 393.7315 | 393.6345 | 393.5376 | 393.4406 | 393.3436 | 393.2466 | 393.1497 | 393.0527 | 392.9557 | 392.8587 | 392.7617 | 392.6648
DEMAND
26BL | Unmeasured household consumption | Ml/d | 152.4774 | 149.1002 | 146.7992 | 144.5144 | 141.274 | 137.1396 | 133.9912 | 129.9946 | 126.9721 | 124.8916 | 121.969 | 119.874 | 116.9547 | 114.075 | 110.4632 | 106.9061 | 103.4191 | 100.0097 | 96.6771 | 93.4317 | 90.2631 | 87.172 | 84.1552 | 81.2152 | 78.3476 | 75.5537 | 72.8335 | 70.1848 | 67.6058 | 65.096 | 62.6529 | 60.2763 | 57.9656 | 55.7197
26FP | Unmeasured household consumption | Ml/d | 152.4774 | 149.1002 | 146.7992 | 144.5144 | 141.274 | 137.1396 | 133.9912 | 129.9946 | 126.9721 | 124.8916 | 121.969 | 119.874 | 116.9547 | 114.075 | 110.4632 | 106.9061 | 103.4191 | 100.0097 | 96.6771 | 93.4317 | 90.2631 | 87.172 | 84.1552 | 81.2152 | 78.3476 | 75.5537 | 72.8335 | 70.1848 | 67.6058 | 65.096 | 62.6529 | 60.2763 | 57.9656 | 55.7197
25BL | Measured household consumption | Ml/d | 43.9967 | 51.5853 | 54.3163 | 56.9936 | 59.2251 | 60.9707 | 63.0989 | 64.6865 | 66.684 | 69.1251 | 70.9757 | 73.3465 | 75.1059 | 76.7889 | 77.7497 | 78.5805 | 79.2991 | 79.9132 | 80.4245 | 80.8405 | 81.1606 | 81.3869 | 81.5202 | 81.5664 | 81.5295 | 81.4094 | 81.2083 | 80.9291 | 80.574 | 80.1459 | 79.6474 | 79.0786 | 78.4409 | 77.7361
25FP | Measured household consumption | Ml/d | 43.9967 | 51.5853 | 54.3163 | 56.9936 | 59.2251 | 60.9707 | 63.0989 | 64.6865 | 66.684 | 69.1251 | 70.9757 | 73.3465 | 75.1059 | 76.7889 | 77.7497 | 78.5805 | 79.2991 | 79.9132 | 80.4245 | 80.8405 | 81.1606 | 81.3869 | 81.5202 | 81.5664 | 81.5295 | 81.4094 | 81.2083 | 80.9291 | 80.574 | 80.1459 | 79.6474 | 79.0786 | 78.4409 | 77.7361
23BL+24BL | Non-household consumption | Ml/d | 64.8363 | 65.2298 | 65.3681 | 65.3941 | 65.5386 | 65.7633 | 65.1995 | 65.0998 | 65.0007 | 64.9052 | 64.8124 | 64.72 | 64.6305 | 64.5424 | 64.4559 | 64.3706 | 64.2864 | 64.2032 | 64.121 | 64.0429 | 63.9657 | 63.8893 | 63.8138 | 63.7391 | 63.6651 | 63.5919 | 63.5194 | 63.4475 | 63.3763 | 63.308 | 63.2402 | 63.1731 | 63.1065 | 63.0405
23FP+24FP | Non-household consumption | Ml/d | 64.8363 | 65.2298 | 65.3681 | 65.3941 | 65.5386 | 65.7633 | 65.1995 | 65.0998 | 65.0007 | 64.9052 | 64.8124 | 64.72 | 64.6305 | 64.5424 | 64.4559 | 64.3706 | 64.2864 | 64.2032 | 64.121 | 64.0429 | 63.9657 | 63.8893 | 63.8138 | 63.7391 | 63.6651 | 63.5919 | 63.5194 | 63.4475 | 63.3763 | 63.308 | 63.2402 | 63.1731 | 63.1065 | 63.0405
40BL | Total leakage | Ml/d | 87.2552 | 82.3001 | 81.0841 | 80.0864 | 77.7703 | 75.4541 | 73.138 | 70.8219 | 68.5058 | 66.5895 | 64.6733 | 62.7571 | 61.3199 | 59.8827 | 57.9664 | 56.0502 | 54.1339 | 52.2177 | 50.3015 | 49.3433 | 48.3852 | 47.4271 | 46.469 | 45.5108 | 44.5527 | 43.5946 | 42.6365 | 41.6783 | 40.7202 | 39.7621 | 38.804 | 37.8459 | 36.8877 | 35.9296
40FP | Total leakage | Ml/d | 87.2552 | 82.3001 | 81.0841 | 80.0864 | 77.7703 | 75.4541 | 73.138 | 70.8219 | 68.5058 | 66.5895 | 64.6733 | 62.7571 | 61.3199 | 59.8827 | 57.9664 | 56.0502 | 54.1339 | 52.2177 | 50.3015 | 49.3433 | 48.3852 | 47.4271 | 46.469 | 45.5108 | 44.5527 | 43.5946 | 42.6365 | 41.6783 | 40.7202 | 39.7621 | 38.804 | 37.8459 | 36.8877 | 35.9296
11BL-(23BL:26BL)-40BL | Other components of demand | Ml/d | 13.1177 | 13.2793 | 13.3569 | 13.4327 | 13.5104 | 13.5888 | 13.6691 | 13.7497 | 13.8305 | 13.9094 | 13.985 | 14.0599 | 14.1346 | 14.2097 | 14.2843 | 14.3588 | 14.4331 | 14.5075 | 14.5819 | 14.6564 | 14.7309 | 14.8054 | 14.8796 | 14.9538 | 15.0279 | 15.1019 | 15.1758 | 15.2499 | 15.3243 | 15.3992 | 15.4752 | 15.5513 | 15.6274 | 15.7036
11FP-(23FP:26FP)-40FP | Other components of demand | Ml/d | 13.1177 | 13.2793 | 13.3569 | 13.4327 | 13.5104 | 13.5888 | 13.6691 | 13.7497 | 13.8305 | 13.9094 | 13.985 | 14.0599 | 14.1346 | 14.2097 | 14.2843 | 14.3588 | 14.4331 | 14.5075 | 14.5819 | 14.6564 | 14.7309 | 14.8054 | 14.8796 | 14.9538 | 15.0279 | 15.1019 | 15.1758 | 15.2499 | 15.3243 | 15.3992 | 15.4752 | 15.5513 | 15.6274 | 15.7036
| Total demand + target headroom (baseline) | Ml/d | 381.006 | 382.8608 | 384.7151 | 386.596 | 385.9642 | 383.7596 | 382.1826 | 379.4819 | 378.2891 | 373.2075 | 371.9227 | 372.4843 | 371.7255 | 371.1332 | 364.4046 | 361.3967 | 358.5458 | 355.3347 | 352.1978 | 337.9306 | 335.8977 | 333.6647 | 331.5567 | 329.5708 | 314.1596 | 312.1632 | 309.8478 | 307.644 | 305.1429 | 302.584 | 300.5758 | 298.4017 | 296.0433 | 293.6493
| Total demand + target headroom (final plan) | Ml/d | 381.006 | 382.8608 | 384.7151 | 386.596 | 385.9642 | 383.7596 | 382.1826 | 379.4819 | 378.2891 | 373.2075 | 371.9227 | 372.4843 | 371.7255 | 371.1332 | 364.4046 | 361.3967 | 358.5458 | 355.3347 | 352.1978 | 337.9306 | 335.8977 | 333.6647 | 331.5567 | 329.5708 | 314.1596 | 312.1632 | 309.8478 | 307.644 | 305.1429 | 302.584 | 300.5758 | 298.4017 | 296.0433 | 293.6493
SUPPLY-DEMAND BALANCE
16BL | Target headroom | Ml/d | 19.3227 | 21.3661 | 23.7904 | 26.1749 | 28.6459 | 30.843 | 33.0858 | 35.1295 | 37.296 | 33.7866 | 35.5073 | 37.7269 | 39.58 | 41.6346 | 39.4851 | 41.1305 | 42.9741 | 44.4833 | 46.0918 | 35.6157 | 37.3922 | 38.984 | 40.719 | 42.5855 | 31.0369 | 32.9117 | 34.4744 | 36.1543 | 37.5423 | 38.8729 | 40.7561 | 42.4767 | 44.0152 | 45.5198
16FP | Target headroom | Ml/d | 19.3227 | 21.3661 | 23.7904 | 26.1749 | 28.6459 | 30.843 | 33.0858 | 35.1295 | 37.296 | 33.7866 | 35.5073 | 37.7269 | 39.58 | 41.6346 | 39.4851 | 41.1305 | 42.9741 | 44.4833 | 46.0918 | 35.6157 | 37.3922 | 38.984 | 40.719 | 42.5855 | 31.0369 | 32.9117 | 34.4744 | 36.1543 | 37.5423 | 38.8729 | 40.7561 | 42.4767 | 44.0152 | 45.5198
17BL | Available headroom | Ml/d | 51.9137 | 37.9586 | 38.1407 | 38.2563 | 40.9712 | 44.985 | 48.4169 | 52.7734 | 55.7447 | 56.9291 | 59.5466 | 60.8168 | 63.0406 | 65.2997 | 69.5878 | 74.1442 | 78.7417 | 83.3651 | 88.0135 | 91.7076 | 95.42 | 99.1479 | 102.8938 | 106.6493 | 110.4148 | 114.1891 | 117.9702 | 121.757 | 125.5491 | 129.3416 | 133.136 | 136.9337 | 140.7337 | 144.5352
17FP | Available headroom | Ml/d | 51.9137 | 37.9586 | 38.1407 | 38.2563 | 40.9712 | 44.985 | 48.4169 | 52.7734 | 55.7447 | 56.9291 | 59.5466 | 60.8168 | 63.0406 | 65.2997 | 69.5878 | 74.1442 | 78.7417 | 83.3651 | 88.0135 | 91.7076 | 95.42 | 99.1479 | 102.8938 | 106.6493 | 110.4148 | 114.1891 | 117.9702 | 121.757 | 125.5491 | 129.3416 | 133.136 | 136.9337 | 140.7337 | 144.5352
Baseline Supply-Demand Balance:
|  | 2020-21 | 2021-22 | 2022-23 | 2023-24 | 2024-25 | 2025-26 | 2026-27 | 2027-28 | 2028-29 | 2029-30 | 2030-31 | 2031-32 | 2032-33 | 2033-34 | 2034-35 | 2035-36 | 2036-37 | 2037-38 | 2038-39 | 2039-40 | 2040-41 | 2041-42 | 2042-43 | 2043-44 | 2044-45 | 2045-46 | 2046-47 | 2047-48 | 2048-49 | 2049-50
| SDB (Ml/d) | 12.3253 | 14.142 | 15.3311 | 17.6439 | 18.4487 | 23.1425 | 24.0393 | 23.0899 | 23.4607 | 23.6651 | 30.1028 | 33.0137 | 35.7676 | 38.8818 | 41.9216 | 56.0919 | 58.0278 | 60.1638 | 62.1748 | 64.0638 | 79.3779 | 81.2774 | 83.4958 | 85.6026 | 88.0068 | 90.4686 | 92.3799 | 94.457 | 96.7185 | 99.0155
Final Planning Supply-Demand Balance:
|  | 2020-21 | 2021-22 | 2022-23 | 2023-24 | 2024-25 | 2025-26 | 2026-27 | 2027-28 | 2028-29 | 2029-30 | 2030-31 | 2031-32 | 2032-33 | 2033-34 | 2034-35 | 2035-36 | 2036-37 | 2037-38 | 2038-39 | 2039-40 | 2040-41 | 2041-42 | 2042-43 | 2043-44 | 2044-45 | 2045-46 | 2046-47 | 2047-48 | 2048-49 | 2049-50
| SDB (Ml/d) | 12.3253 | 14.142 | 15.3311 | 17.6439 | 18.4487 | 23.1425 | 24.0393 | 23.0899 | 23.4607 | 23.6651 | 30.1028 | 33.0137 | 35.7676 | 38.8818 | 41.9216 | 56.0919 | 58.0278 | 60.1638 | 62.1748 | 64.0638 | 79.3779 | 81.2774 | 83.4958 | 85.6026 | 88.0068 | 90.4686 | 92.3799 | 94.457 | 96.7185 | 99.0155
| Company: | 2026-27: Dŵr Cymru Welsh Water
| Resource Zone Name | 2026-27: SEWCUS
| Resource Zone Number: | 2026-27: 8121
| Planning Scenario Name: | 2026-27: Dry Year Annual Average
| Chosen Level of Service: | 2026-27: 1 in 20

## 1. BL Licences
Table 1: Baseline licences |  |  |  |  | deployable output (Ml/d)
Row ref | Derivation | Licence number | Source name | Source type | Deployable output (Ml/d) | Annual licensed quantity (Ml/d) | Constraints on deployable output | Additional notes (if desired)
All individual licences:
0.1BL | Sum (0.1BL+...) | - | - | - | 146.0905 | 287.0329 | -
- | Input
| Input | 21/57/24/0025 | CASTELL NOS RESERVOIR | SW:Reservoir | 12.6161 | 15.9173 | Minimum stocks of 24% at Llandegfedd reached. | 0
| Input | 20/56/63/0011 | CWMTILLERY RESERVOIR (DRAW-OFF POINT NO.4 ON MAP) | SW:Reservoir | 1.2606 | 5.4552 | Minimum stocks of 24% at Llandegfedd reached. | 0
| Input | 21/57/21/0001 | LLWYNON RESERVOIR | SW:Reservoir | 44.0713 | 93.4247 | Minimum stocks of 24% at Llandegfedd reached. | Licence includes abstractions from Cantref reservoir.
| Input | 21/57/24/0001 | NANT CARNFOESEN | SW:River | 6.9333 | 13.638 | Minimum stocks of 24% at Llandegfedd reached. | This intake feeds Tynywaun reservoir.
| Input | 21/57/23/0005 | NANT MOEL | SW:River | 1.0205 | 2.7661 | Minimum stocks of 24% at Llandegfedd reached. | This intake feeds Penderyjn reservoir.
| Input | 21/57/24/0004 | NANT SELSIG | SW:River | 1.1706 | 2.8913 | Minimum stocks of 24% at Llandegfedd reached. | This intake feeds Tynywaun reservoir.
| Input | 21/57/23/0002 | NANT Y BWLLFA | SW:River | 1.0205 | 3.2731 | Minimum stocks of 24% at Llandegfedd reached. | This intake feeds Penderyjn reservoir.
| Input | 21/57/24/0007 | NANT YSTRAD FFERNOL | SW:River | 0.90043 | 3.8368 | Minimum stocks of 24% at Llandegfedd reached. | This intake feeds Tynywaun reservoir.
| Input | 21/57/11/0001 | RHYMNEY/NANT PIDWELLT/BH/SPR | SW:Reservoir | 0 | 8.6249 | Minimum stocks of 24% at Llandegfedd reached. | Refill for Shon Sheffrey reservoir.
| Input | 20/56/65/0014 | SHON SHEFFREY RESERVOIR - DRAW-OFF | SW:Reservoir | 7.5336 | 27.8027 | Minimum stocks of 24% at Llandegfedd reached. | 0
| Input | 21/57/21/0002 | TAF FECHAN RESERVOIR | SW:Reservoir | 69.5636 | 109.4027 | Minimum stocks of 24% at Llandegfedd reached. | 0
Grouped licences | Derivation | Licence number | Source name | Source type | DYAA deployable output (Ml/d) | Annual licensed quantity (Ml/d)
0.2BL | Sum (0.2BL+...) | - | Total | - | 276.4035 | - | -
- | - | Group #: 1 |  | - | 276.4035 | - | -
- | Input | 20/56/13/0017 | LLANDEGFEDD RESERVOIR | SW:Reservoir | 137.4664 | 186.8219 | Minimum stocks of 24% at Llandegfedd reached. | 0
- | Input | 20/56/64/0003 | LOWER CARNO RESERVOIR (DRAW-OFF TOWER) | SW:Reservoir | 4.192 | 9.1169 | Minimum stocks of 24% at Llandegfedd reached. | 0
- | Input | 19/55/18/0408 | R.WYE (WYE TRANSFER)includes 55/18/0201 | SW:River | 102.8997 | 141.1781 | Minimum stocks of 24% at Llandegfedd reached. | 0
- | Input | 20/56/41/0007 | TALYBONT RESERVOIR (DRAW-OFF TOWER) | SW:Reservoir | 31.8454 | 72.7397 | Minimum stocks of 24% at Llandegfedd reached. | 0
- | Input
Unused licences: | Derivation | Licence number | Source name | Source type | DYAA deployable output (Ml/d) | Annual licensed quantity (Ml/d) | Reason licence is unused
0.3BL | Sum (0.3BL+...) | - | - | - | 0 | 2018.1895 | -
| Input | 20/56/12/0060 | AFON LWYD (SEWAGE WORKS) | SW:River | 0 | 0.65178 | Direct supply to sewage works only | 0
| Input | 21/58/11/0002 | BIGLIS WELL (A) | GW | 0 | 6.8493 | Industrial supply to Barry companies | 0
| Input | 20/56/72/0024 | BLACKBIRD STM TO WENTWOOD RESERVOIR | SW:River | 0 | 934.203 | emergency only | 0
| Input | 20/56/33/0003 | CAIRN MOUND RESERVOIR | SW:Reservoir | 0 | 1.4946 | emergency only | 0
| Input | 20/56/72/0018 | CASTROGGY BROOK TO WENTWOOD RESERVOIR | SW:River | 0 | 181.2448 | emergency only | 0
| Input | 20/56/31/0054 | CATCHPIT AT CHERRY ORCHARD(LLANWENARTH SERVICE RES) | SW:Other | 0 | 0.068378 | emergency only | 0
| Input | 20/56/34/0013 | CATCHPIT NEAR CWM GEGYR FARM | SW:Other | 0 | 0.45585 | emergency only | 0
| Input | 21/57/25/0001 | CLYDACH STREAM | SW:River | 0 | 4.726 | emergency only | 0
| Input | 20/56/31/0055 | COLLECTING CHAMBER AT TYN-Y-WERN FARM | SW:Other | 0 | 0.77494 | emergency only | 0
| Input | 20/56/32/0016 | COULIN SPRINGS | SW:Other | 0 | 1.0256 | emergency only | 0
| Input | 20/56/35/0007 | CWM ONNEU SPRING | SW:Other | 0 | 0.043836 | emergency only | 0
| Input | 20/56/12/0047 | CWMYRAVON FILTER STATION | SW:Other | 0 | 2.491 | emergency only | 0
| Input | 20/56/33/0004 | FFYNNON GISFAEN SPRINGS | SW:Other | 0 | 3.8356 | emergency only | 0
| Input | 20/56/35/0008 | FFYNNON IFAN SPRINGS | SW:Other | 0 | 0.027397 | emergency only | 0
| Input | 20/56/22/0025 | FOLLY SPRINGS | SW:Other | 0 | 1.8682 | emergency only | 0
| Input | 19/55/21/0108 | GREAT SPRING WELL SHAFT | SW:Other | 0 | 10.9403 | Direct industrial supply to Brewery | 0
| Input | 20/56/34/0018 | GRWYNE SPRINGS | SW:Other | 0 | 9.6026 | emergency only | 0
| Input | 20/56/22/0026 | INTAKE CHAMBER AT GRAIG-Y-PANDY WOOD | SW:Other | 0 | 1.5942 | emergency only | 0
| Input | 20/56/12/0051 | INTAKE CHAMBER AT PENYRHEOL RESERVOIR | SW:Reservoir | 0 | 3.7364 | emergency only | 0
| Input | 20/56/31/0050 | LLWYNDU CATCHPIT | SW:Other | 0 | 2.8023 | emergency only | 0
| Input | 20/56/72/0019 | LOWER LODGE STM TO WENTWOOD RESERVOIR | SW:River | 0 | 363.6876 | emergency only | 0
| Input | 19/55/21/0055 | MOUNTON BROOK & TRIBUTARIES | SW:River | 0 | 2.273 | emergency only | 0
| Input | 21/57/25/0002 | NANT CLYDACH TO PERTHCELYN RESERVOIR | SW:River | 0 | 0.18682 | emergency only | 0
| Input | 21/57/23/0006 | NANT CWMNANTHIR TO NANTHIR RESERVOIR | SW:River | 0 | 1.9539 | Reservoir refill | Reported as “unused” to avoid double counting DO.
| Input | 21/57/12/0033 | NANT FAWR | SW:River | 0 | 5.6047 | Industrial supply | 0
| Input | 20/56/37/0002 | NANT GLAISFA LLANGYNIDR | SW:River | 0 | 2.1796 | emergency only | 0
| Input | 20/56/72/0018 | NANTYPRIDD BROOK TO WENTWOODRESERVOIR | SW:River | 0 | 53.6987 | emergency only | 0
| Input | 21/57/23/0060 | PENDERYN BOREHOLE | GW | 0 | 3.1137 | Reservoir refill | Reported as “unused” to avoid double counting DO.
| Input | 20/56/41/0012 | R.CLYDACH TO TALYBONT RESERVOIR | SW:River | 0 | 91 | Reservoir refill | Reported as “unused” to avoid double counting DO.
| Input | 21/57/12/0034 | ROATH PARK LAKE | SW:Reservoir | 0 | 0.37364 | emergency only | 0
| Input | 20/56/12/0048 | SPRING AT ABERSYCHAN | SW:Other | 0 | 0.44837 | emergency only | 0
| Input | 20/56/12/0031 | SPRING AT BLAENAVON (NO.2) | SW:Other | 0 | 1.6658 | emergency only | 0
| Input | 20/56/36/0020 | SPRING AT LLANBEDR (6 ON MAP) | SW:Other | 0 | 0.50006 | emergency only | 0
| Input | 20/56/36/0021 | SPRING AT LLANBEDR (NO.8 ON MAP) | SW:Other | 0 | 0.0274 | emergency only | 0
| Input | 20/56/12/0050 | SPRING TO CWMSYCHAN RESERVOIR | SW:Other | 0 | 1.2455 | emergency only | 0
| Input | 20/56/72/0018 | WENTWOOD RESERVOIR - DRAW OFF TUNNEL | SW:Reservoir | 0 | 6.819 | emergency only | 0
| Input | 19/55/21/0057 | ANGIDY FECHAN BROOK | SW:River | 0 | 0.2273 | emergency only | 0
| Input | 20/56/12/0046 | CWMAVAN RESERVOIR | SW:Reservoir | 0 | 1.8682 | emergency only | 0
| Input | 21/57/21/0004 | LLWYNON RES COMPENSATION WATER - FISH RE | SW:Reservoir | 0 | 18.184 | Compensation release | 0
| Input | 21/57/24/0009 | NANT CWMPARC TRIB | SW:River | 0 | 4.546 | emergency only | 0
| Input | 20/56/22/0027 | PRIORESS MILL AT RHADYR ON R.USK | SW:River | 0 | 177.7797 | Reabstraction of water discharged upstream - using river to transfer water | Reported as “unused” to avoid double counting DO.
| Input | 21/57/23/0048 | R.DARE TO BWLLFA RESERVOIR | SW:River | 0 | 5.0006 | emergency only | 0
| Input | 20/56/21/0034 | R.USK AT LLANTRISSANT | SW:River | 0 | 77.4937 | Reservoir refill | Reported as “unused” to avoid double counting DO.
| Input | 19/55/21/0056 | ROGERSTONE GRANGE BOREHOLE | GW | 0 | 3.4095 | emergency only | 0
| Input | 20/56/11/0007 | SPRING TO PANT-YE-EOS RESERVOIR | SW:Reservoir | 0 | 4.546 | emergency only | 0
|  | 20/56/11/0005 | YNYSYFRO RESERVOIR | SW:Reservoir | 0 | 4.546 | emergency only | 0
| Input | 20/56/33/0014 | BLAEN-Y-CWM surface water - reservoir EBBW VALE | SW:Reservoir | 0 | 17.3744 | Refill for Lower Carno reservoir. | Reported as “unused” to avoid double counting DO.
New licences (within current AMP): | Derivation | Licence number | Source name | Source type | DYAA deployable output (Ml/d) | Annual licensed quantity (Ml/d) | Status of licence
0.4BL | Sum (0.4BL+...) | - | - | - | 0 | 0 | -
Input
- | Input
- | - | - | - | - | - | - | -
Company: |  | Dŵr Cymru Welsh Water
Resource Zone Name: |  | SEWCUS
Resource Zone Number: |  | 8121
Planning Scenario Name: |  | Dry Year Annual Average
Chosen Level of Service: |  | 1 in 20
README
Note on C3: Please list only individual licences (i.e. not used in conjunctive use systems).
Note on B21: If additional lines are required please insert into middle of group to ensure automatic calculations pick up all data.
Note on J74: Please state if a licence has been applied for, approved, granted, awaiting mobilisation, or other specified status.
Note on B75: If additional lines are required please insert into middle of group to ensure automatic calculations pick up all data. DO NOT DELETE DEFAULT INPUT ROWS - If unrequired leave blank.
Note on C86: Do not delete default inserted input lines. These are required to generate the autosum of all additional rows added. Additional rows which the user enters can be deleted.

## 2. BL Supply
Table 2: Baseline supply
| Row ref | Component | Derivation | Unit | decimal places | 2015-16 | For info 2017-18 | For info 2018-19 | For info 2019- | 2020-21 | 2021-22 | 2022-23 | 2023-24 | 2024-25 | 2025-26 | 2026-27 | 2027-28 | 2028-29 | 2029-30 | 2030-31 | 2031-32 | 2032-33 | 2033-34 | 2034-35 | 2035-36 | 2036-37 | 2037-38 | 2038-39 | 2039-40 | 2040-41 | 2041-42 | 2042-43 | 2043-44 | 2044-45 | 2045-46 | 2046-47 | 2047-48 | 2048-49 | 2049-50
| 1BL | Raw water abstracted | Input | Ml/d | 2 | 386.5507 | 384.1175 | 383.5175 | 382.984 | 379.8512 | 375.4195 | 371.5696 | 366.7953 | 363.406 | 361.8038 | 358.7684 | 357.0803 | 354.4385 | 351.7616 | 347.16 | 342.4992 | 337.7972 | 333.0693 | 328.3165 | 324.5179 | 320.701 | 316.8686 | 313.0182 | 309.1583 | 305.2883 | 301.4095 | 297.5239 | 293.6327 | 289.7361 | 285.8391 | 281.9402 | 278.0381 | 274.1336 | 270.2275
Resources | 2BL | Total raw water imported | sum(2.1BL+2.2BL+2.3BL...) | Ml/d | 2 | 0 | 0 | 0 | 0 | 0 | 0 | 0 | 0 | 0 | 0 | 0 | 0 | 0 | 0 | 0 | 0 | 0 | 0 | 0 | 0 | 0 | 0 | 0 | 0 | 0 | 0 | 0 | 0 | 0 | 0 | 0 | 0 | 0 | 0
| 2.1BL+ | Raw water imported from: None | Input | Ml/d | 2 | 0 | 0 | 0 | 0 | 0 | 0 | 0 | 0 | 0 | 0 | 0 | 0 | 0 | 0 | 0 | 0 | 0 | 0 | 0 | 0 | 0 | 0 | 0 | 0 | 0 | 0 | 0 | 0 | 0 | 0 | 0 | 0 | 0 | 0
| - | - | - | - | 2 | - | - | - | - | bar: 2020-21 to 2049-50
| 3BL | Total potable water imported | sum(3.1BL+3.2BL+3.3BL...) | Ml/d | 2 | 12.03 | 12.03 | 12.03 | 12.03 | 12.03 | 12.03 | 12.03 | 12.03 | 12.03 | 12.03 | 12.03 | 12.03 | 12.03 | 12.03 | 12.03 | 12.03 | 12.03 | 12.03 | 12.03 | 12.03 | 12.03 | 12.03 | 12.03 | 12.03 | 12.03 | 12.03 | 12.03 | 12.03 | 12.03 | 12.03 | 12.03 | 12.03 | 12.03 | 12.03
| 3.1BL+ | Potable water imported from: Tywi | Input | Ml/d | 2 | 12.03 | 12.03 | 12.03 | 12.03 | 12.03 | 12.03 | 12.03 | 12.03 | 12.03 | 12.03 | 12.03 | 12.03 | 12.03 | 12.03 | 12.03 | 12.03 | 12.03 | 12.03 | 12.03 | 12.03 | 12.03 | 12.03 | 12.03 | 12.03 | 12.03 | 12.03 | 12.03 | 12.03 | 12.03 | 12.03 | 12.03 | 12.03 | 12.03 | 12.03
| - | - | - | - | 2 | - | - | - | - | bar: 2020-21 to 2049-50
| 5BL | Total raw water exported (raw exports and non potable uses) | sum(5.1BL+5.2BL+...) | Ml/d | 2 | 0 | 0 | 0 | 0 | 0 | 0 | 0 | 0 | 0 | 0 | 0 | 0 | 0 | 0 | 0 | 0 | 0 | 0 | 0 | 0 | 0 | 0 | 0 | 0 | 0 | 0 | 0 | 0 | 0 | 0 | 0 | 0 | 0 | 0
| 5.1BL | Non potable water supplied to: Industrial user | Input | Ml/d | 2 | 0 | 0 | 0 | 0 | 0 | 0 | 0 | 0 | 0 | 0 | 0 | 0 | 0 | 0 | 0 | 0 | 0 | 0 | 0 | 0 | 0 | 0 | 0 | 0 | 0 | 0 | 0 | 0 | 0 | 0 | 0 | 0 | 0 | 0
| 5.2BL+ | Raw water export to: None | Input | Ml/d | 2 | 0 | 0 | 0 | 0 | 0 | 0 | 0 | 0 | 0 | 0 | 0 | 0 | 0 | 0 | 0 | 0 | 0 | 0 | 0 | 0 | 0 | 0 | 0 | 0 | 0 | 0 | 0 | 0 | 0 | 0 | 0 | 0 | 0 | 0
| - |  | - | - | 2 | - | - | - | - | bar: 2020-21 to 2049-50
| 6BL | Total potable water exported | sum(6.1BL+6.2BL+6.3BL...) | Ml/d | 2 | 0 | 0 | 0 | 0 | 0 | 0 | 0 | 0 | 0 | 0 | 0 | 0 | 0 | 0 | 0 | 0 | 0 | 0 | 0 | 0 | 0 | 0 | 0 | 0 | 0 | 0 | 0 | 0 | 0 | 0 | 0 | 0 | 0 | 0
| 6.1BL+ | Potable water export to: None | Input | Ml/d | 2 | 0 | 0 | 0 | 0 | 0 | 0 | 0 | 0 | 0 | 0 | 0 | 0 | 0 | 0 | 0 | 0 | 0 | 0 | 0 | 0 | 0 | 0 | 0 | 0 | 0 | 0 | 0 | 0 | 0 | 0 | 0 | 0 | 0 | 0
| - |  | - | Ml/d | 2 | - | - | - | - | bar: 2020-21 to 2049-50
| 7BL | Deployable Output (baseline profile without reductions) | sum(0.1Bl+0.2BL+0.3BL+0.4BL) | Ml/d | 2 | 422.494 | 422.494 | 422.494 | 422.494 | 422.494 | 422.494 | 422.494 | 422.494 | 422.494 | 422.494 | 422.494 | 422.494 | 422.494 | 422.494 | 422.494 | 422.494 | 422.494 | 422.494 | 422.494 | 422.494 | 422.494 | 422.494 | 422.494 | 422.494 | 422.494 | 422.494 | 422.494 | 422.494 | 422.494 | 422.494 | 422.494 | 422.494 | 422.494 | 422.494
Resource (and process) Losses | 8BL | Baseline forecast changes to Deployable Output | sum(8.1BL+8.2BL+8.3BL) | Ml/d | 2 | 0 | -0.4179 | -0.83581 | -1.2537 | -1.6716 | -2.0895 | -2.5074 | -2.9253 | -3.3432 | -3.7611 | -4.179 | -4.5969 | -5.0148 | -5.4327 | -5.7462 | -5.8506 | -5.9551 | -6.0596 | -6.1641 | -6.2686 | -6.373 | -6.4775 | -6.582 | -6.6865 | -6.7909 | -6.8954 | -6.9999 | -7.1044 | -7.2088 | -7.3133 | -7.4178 | -7.5223 | -7.6267 | -7.7312
| 8.1BL | Change in DO due to climate change | Input (reductions must be expressed as -ve) | Ml/d | 2 | 0 | -0.4179 | -0.83581 | -1.2537 | -1.6716 | -2.0895 | -2.5074 | -2.9253 | -3.3432 | -3.7611 | -4.179 | -4.5969 | -5.0148 | -5.4327 | -5.7462 | -5.8506 | -5.9551 | -6.0596 | -6.1641 | -6.2686 | -6.373 | -6.4775 | -6.582 | -6.6865 | -6.7909 | -6.8954 | -6.9999 | -7.1044 | -7.2088 | -7.3133 | -7.4178 | -7.5223 | -7.6267 | -7.7312
| 8.2BL | Reductions to restore sustainable abstraction | sum(8.2BL sub components) | Ml/d | 2 | 0 | 0 | 0 | 0 | 0 | 0 | 0 | 0 | 0 | 0 | 0 | 0 | 0 | 0 | 0 | 0 | 0 | 0 | 0 | 0 | 0 | 0 | 0 | 0 | 0 | 0 | 0 | 0 | 0 | 0 | 0 | 0 | 0 | 0
| 8.2BL+ | Total for the zone | Input (zero or negative number) | Ml/d | 2 | 0 | 0 | 0 | 0 | 0 | 0 | 0 | 0 | 0 | 0 | 0 | 0 | 0 | 0 | 0 | 0 | 0 | 0 | 0 | 0 | 0 | 0 | 0 | 0 | 0 | 0 | 0 | 0 | 0 | 0 | 0 | 0 | 0 | 0
| - |  | - | - | 2 | - | - | - | - | bar: 2020-21 to 2049-50
| 8.3BL | Total other changes to DO (specify, e.g. nitrates): None | Input (reductions must be expressed as -ve) | Ml/d | 2 | 0 | 0 | 0 | 0 | 0 | 0 | 0 | 0 | 0 | 0 | 0 | 0 | 0 | 0 | 0 | 0 | 0 | 0 | 0 | 0 | 0 | 0 | 0 | 0 | 0 | 0 | 0 | 0 | 0 | 0 | 0 | 0 | 0 | 0
| 9BL | Raw water losses, treatment works losses and operational use | Input | Ml/d | 2 | 10.6756 | 17.1944 | 17.1816 | 17.1689 | 17.1562 | 17.1435 | 17.1308 | 17.1181 | 17.1054 | 17.0927 | 17.08 | 17.0673 | 17.0546 | 17.0419 | 17.0324 | 17.0292 | 17.026 | 17.0229 | 17.0197 | 17.0165 | 17.0133 | 17.0101 | 17.007 | 17.0038 | 17.0006 | 16.9974 | 16.9943 | 16.9911 | 16.9879 | 16.9847 | 16.9816 | 16.9784 | 16.9752 | 16.972
| 10BL | Outage allowance | Input | Ml/d | 2 | 10.2513 | 17.4585 | 17.4412 | 17.4239 | 17.4066 | 17.3893 | 17.3721 | 17.3548 | 17.3375 | 17.3202 | 17.3029 | 17.2856 | 17.2683 | 17.2511 | 17.2381 | 17.2338 | 17.2295 | 17.2251 | 17.2208 | 17.2165 | 17.2122 | 17.2078 | 17.2035 | 17.1992 | 17.1949 | 17.1906 | 17.1862 | 17.1819 | 17.1776 | 17.1733 | 17.169 | 17.1646 | 17.1603 | 17.156
|  | Company: | Dŵr Cymru Welsh Water
|  | Resource Zone Name: | SEWCUS
|  | Resource Zone Number: | 8121
|  | Planning Scenario Name: | Dry Year Annual Average
|  | Chosen Level of Service: | 1 in 20

## 3. BL Demand
Table 3: Baseline demand
| Row ref | Component | Derivation | Unit | Decimal places | 2015-16 | For info 2017-18 | For info 2018-19 | For info 2019- | 2020-21 | 2021-22 | 2022-23 | 2023-24 | 2024-25 | 2025-26 | 2026-27 | 2027-28 | 2028-29 | 2029-30 | 2030-31 | 2031-32 | 2032-33 | 2033-34 | 2034-35 | 2035-36 | 2036-37 | 2037-38 | 2038-39 | 2039-40 | 2040-41 | 2041-42 | 2042-43 | 2043-44 | 2044-45 | 2045-46 | 2046-47 | 2047-48 | 2048-49 | 2049-50
Consumption | 19BL | Water delivered measured non-household | Input | Ml/d | 2 | 64.0915 | 64.6003 | 64.7914 | 64.8672 | 65.0592 | 65.329 | 64.8081 | 64.7494 | 64.6895 | 64.6316 | 64.5747 | 64.5166 | 64.4602 | 64.4038 | 64.3478 | 64.2917 | 64.2356 | 64.1795 | 64.1233 | 64.0703 | 64.0172 | 63.9641 | 63.911 | 63.8579 | 63.8048 | 63.7516 | 63.6985 | 63.6454 | 63.5923 | 63.5413 | 63.4904 | 63.4395 | 63.3887 | 63.3379
| 20BL | Water delivered unmeasured non- household | Input | Ml/d | 2 | 1.5132 | 1.398 | 1.3453 | 1.2954 | 1.248 | 1.2028 | 1.1598 | 1.1187 | 1.0794 | 1.0418 | 1.0058 | 0.97129 | 0.93818 | 0.9064 | 0.87589 | 0.84657 | 0.81838 | 0.79127 | 0.76519 | 0.74009 | 0.71594 | 0.69267 | 0.67027 | 0.64868 | 0.62787 | 0.60782 | 0.58849 | 0.56985 | 0.55187 | 0.53453 | 0.51781 | 0.50167 | 0.48609 | 0.47107
| 21BL | Water delivered measured household | Input | Ml/d | 2 | 48.7253 | 56.7739 | 59.7236 | 62.6142 | 65.0585 | 67.0169 | 69.358 | 71.1561 | 73.363 | 76.0106 | 78.0629 | 80.6329 | 82.5897 | 84.4683 | 85.6224 | 86.6443 | 87.5519 | 88.3528 | 89.0488 | 89.6473 | 90.1479 | 90.5528 | 90.8629 | 91.0842 | 91.2207 | 91.2722 | 91.241 | 91.1301 | 90.9417 | 90.6791 | 90.3453 | 89.9395 | 89.4633 | 88.9186
| 22BL | Water delivered unmeasured household | Input | Ml/d | 2 | 165.007 | 161.1915 | 158.6776 | 156.1841 | 152.739 | 148.4039 | 145.0585 | 140.8687 | 137.6569 | 135.3906 | 132.2857 | 130.0118 | 126.9172 | 123.8655 | 120.0848 | 116.3621 | 112.7127 | 109.1439 | 105.6549 | 102.2561 | 98.9369 | 95.6981 | 92.5363 | 89.4541 | 86.4469 | 83.516 | 80.6614 | 77.8807 | 75.1722 | 72.5354 | 69.9676 | 67.4685 | 65.0377 | 62.6738
| 23BL | Measured Non Household - Consumption | 19BL-34BL | Ml/d | 2 | 63.4187 | 63.9214 | 64.1097 | 64.1828 | 64.3722 | 64.6395 | 64.1163 | 64.0553 | 63.9932 | 63.9331 | 63.8741 | 63.8141 | 63.7557 | 63.6974 | 63.6396 | 63.5817 | 63.5239 | 63.4661 | 63.4083 | 63.3536 | 63.299 | 63.2444 | 63.1898 | 63.1352 | 63.0806 | 63.0261 | 62.9716 | 62.9172 | 62.8627 | 62.8105 | 62.7583 | 62.7062 | 62.6541 | 62.6021
| 24BL | Unmeasured Non Household - Consumption | 20BL-35BL | Ml/d | 2 | 1.4177 | 1.3084 | 1.2585 | 1.2112 | 1.1664 | 1.1238 | 1.0832 | 1.0445 | 1.0075 | 0.97214 | 0.9383 | 0.90587 | 0.87479 | 0.84499 | 0.81638 | 0.7889 | 0.7625 | 0.73713 | 0.71273 | 0.68926 | 0.66668 | 0.64495 | 0.62402 | 0.60387 | 0.58446 | 0.56575 | 0.54773 | 0.53035 | 0.5136 | 0.49745 | 0.48187 | 0.46685 | 0.45236 | 0.43838
| 25BL | Measured Household - Consumption | 21BL-36BL | Ml/d | 2 | 43.9967 | 51.5853 | 54.3163 | 56.9936 | 59.2251 | 60.9707 | 63.0989 | 64.6865 | 66.684 | 69.1251 | 70.9757 | 73.3465 | 75.1059 | 76.7889 | 77.7497 | 78.5805 | 79.2991 | 79.9132 | 80.4245 | 80.8405 | 81.1606 | 81.3869 | 81.5202 | 81.5664 | 81.5295 | 81.4094 | 81.2083 | 80.9291 | 80.574 | 80.1459 | 79.6474 | 79.0786 | 78.4409 | 77.7361
| 26BL | Unmeasured Household - Consumption | 22BL-37BL | Ml/d | 2 | 152.4774 | 149.1002 | 146.7992 | 144.5144 | 141.274 | 137.1396 | 133.9912 | 129.9946 | 126.9721 | 124.8916 | 121.969 | 119.874 | 116.9547 | 114.075 | 110.4632 | 106.9061 | 103.4191 | 100.0097 | 96.6771 | 93.4317 | 90.2631 | 87.172 | 84.1552 | 81.2152 | 78.3476 | 75.5537 | 72.8335 | 70.1848 | 67.6058 | 65.096 | 62.6529 | 60.2763 | 57.9656 | 55.7197
| 27 - | Percentage of consumption driven by climate change | Input | % | 1 | 0 | 0.16463 | 0.18829 | 0.21172 | 0.23671 | 0.25258 | 0.26488 | 0.28018 | 0.29416 | 0.30659 | 0.32075 | 0.33326 | 0.34767 | 0.36223 | 0.37909 | 0.39713 | 0.41561 | 0.43454 | 0.45395 | 0.47383 | 0.4942 | 0.5151 | 0.53655 | 0.55855 | 0.58113 | 0.60594 | 0.63142 | 0.6576 | 0.6845 | 0.71217 | 0.74062 | 0.7699 | 0.80003 | 0.83106
| 28 - | Volume of consumption driven by climate change |  | Ml/d | 1 | 0 | 0.43777 | 0.50177 | 0.56509 | 0.62973 | 0.66649 | 0.69475 | 0.72784 | 0.76086 | 0.79384 | 0.82676 | 0.85962 | 0.89243 | 0.92517 | 0.95785 | 0.99225 | 1.0266 | 1.0608 | 1.095 | 1.1292 | 1.1633 | 1.1973 | 1.2313 | 1.2652 | 1.2991 | 1.3364 | 1.3737 | 1.411 | 1.4481 | 1.4852 | 1.5223 | 1.5593 | 1.5962 | 1.633
PCC and consumption by component | 29BL | Measured Household - PCC | (25BL*1,000,000)/(51BL*1,000) | l/h/d | 1 | 118.5754 | 125.7234 | 126.4923 | 127.1994 | 126.9545 | 125.7398 | 125.413 | 124.1265 | 123.7342 | 124.2413 | 123.7835 | 124.3267 | 123.9174 | 123.4913 | 122.0361 | 120.5638 | 119.0697 | 117.553 | 116.0146 | 114.4638 | 112.8917 | 111.2985 | 109.685 | 108.0511 | 106.401 | 104.731 | 103.0423 | 101.3359 | 99.6127 | 97.8727 | 96.1213 | 94.3524 | 92.5678 | 90.7684
| 29.1BL | Measured toilet flushing | Input | l/h/d | 1 | 27.2914 | 28.9366 | 29.1136 | 29.2763 | 29.2199 | 28.9404 | 28.8651 | 28.569 | 28.4787 | 28.5955 | 28.4901 | 28.6151 | 28.5209 | 28.4228 | 28.0879 | 27.749 | 27.4052 | 27.0561 | 26.702 | 26.3451 | 25.9832 | 25.6165 | 25.2452 | 24.8691 | 24.4893 | 24.105 | 23.7163 | 23.3235 | 22.9269 | 22.5264 | 22.1233 | 21.7162 | 21.3055 | 20.8913
| 29.2BL | Measured personal washing | Input | l/h/d | 1 | 49.3349 | 52.3089 | 52.6289 | 52.9231 | 52.8212 | 52.3158 | 52.1798 | 51.6446 | 51.4813 | 51.6923 | 51.5019 | 51.7279 | 51.5576 | 51.3803 | 50.7748 | 50.1622 | 49.5406 | 48.9096 | 48.2695 | 47.6243 | 46.9702 | 46.3073 | 45.636 | 44.9562 | 44.2696 | 43.5748 | 42.8722 | 42.1622 | 41.4453 | 40.7213 | 39.9926 | 39.2566 | 38.5141 | 37.7654
| 29.3BL | Measured clothes washing | Input | l/h/d | 1 | 14.5937 | 15.4734 | 15.568 | 15.6551 | 15.6249 | 15.4754 | 15.4352 | 15.2769 | 15.2286 | 15.291 | 15.2347 | 15.3015 | 15.2511 | 15.1987 | 15.0196 | 14.8384 | 14.6545 | 14.4678 | 14.2785 | 14.0876 | 13.8941 | 13.6981 | 13.4995 | 13.2984 | 13.0953 | 12.8898 | 12.6819 | 12.4719 | 12.2598 | 12.0457 | 11.8301 | 11.6124 | 11.3928 | 11.1713
| 29.4BL | Measured dish washing | Input | l/h/d | 1 | 11.4577 | 12.1484 | 12.2227 | 12.291 | 12.2673 | 12.15 | 12.1184 | 11.9941 | 11.9562 | 12.0052 | 11.9609 | 12.0134 | 11.9739 | 11.9327 | 11.7921 | 11.6498 | 11.5054 | 11.3589 | 11.2102 | 11.0604 | 10.9085 | 10.7545 | 10.5986 | 10.4407 | 10.2813 | 10.1199 | 9.9567 | 9.7919 | 9.6254 | 9.4572 | 9.288 | 9.1171 | 8.9446 | 8.7707
| 29.5BL | Measured miscellaneous internal use | Input | l/h/d | 1 | 14.4097 | 15.2783 | 15.3718 | 15.4577 | 15.4279 | 15.2803 | 15.2406 | 15.0843 | 15.0366 | 15.0982 | 15.0426 | 15.1086 | 15.0589 | 15.0071 | 14.8302 | 14.6513 | 14.4698 | 14.2854 | 14.0985 | 13.91 | 13.719 | 13.5254 | 13.3293 | 13.1307 | 12.9302 | 12.7273 | 12.522 | 12.3147 | 12.1053 | 11.8938 | 11.681 | 11.466 | 11.2492 | 11.0305
| 29.6BL | Measured external use | Input | l/h/d | 1 | 1.488 | 1.5777 | 1.5874 | 1.5963 | 1.5932 | 1.5779 | 1.5738 | 1.5577 | 1.5528 | 1.5591 | 1.5534 | 1.5602 | 1.5551 | 1.5497 | 1.5315 | 1.513 | 1.4942 | 1.4752 | 1.4559 | 1.4364 | 1.4167 | 1.3967 | 1.3765 | 1.356 | 1.3353 | 1.3143 | 1.2931 | 1.2717 | 1.2501 | 1.2282 | 1.2063 | 1.1841 | 1.1617 | 1.1391
| 30BL | Unmeasured Household - PCC | (26BL*1,000,000)/(52BL*1,000) | l/h/d | 1 | 165.6654 | 167.742 | 168.0935 | 168.4159 | 167.564 | 165.5691 | 164.6794 | 162.641 | 161.7184 | 161.9328 | 160.9943 | 161.0966 | 160.0361 | 158.9485 | 156.7375 | 154.4911 | 152.2165 | 149.919 | 147.5981 | 145.2734 | 142.9287 | 140.567 | 138.1877 | 135.7943 | 133.3821 | 130.9567 | 128.5207 | 126.0729 | 123.6144 | 121.1478 | 118.6721 | 116.1886 | 113.6976 | 111.2001
| 30.1BL | Unmeasured toilet flushing | Input | l/h/d | 1 | 35.3955 | 35.8392 | 35.9143 | 35.9832 | 35.8012 | 35.3749 | 35.1848 | 34.7493 | 34.5522 | 34.598 | 34.3975 | 34.4193 | 34.1928 | 33.9604 | 33.488 | 33.008 | 32.5221 | 32.0312 | 31.5353 | 31.0386 | 30.5377 | 30.0331 | 29.5247 | 29.0134 | 28.498 | 27.9798 | 27.4593 | 26.9363 | 26.411 | 25.884 | 25.3551 | 24.8245 | 24.2922 | 23.7586
| 30.2BL | Unmeasured personal washing | Input | l/h/d | 1 | 72.0194 | 72.9222 | 73.075 | 73.2151 | 72.8448 | 71.9775 | 71.5907 | 70.7046 | 70.3035 | 70.3967 | 69.9887 | 70.0332 | 69.5722 | 69.0993 | 68.1382 | 67.1616 | 66.1728 | 65.174 | 64.165 | 63.1544 | 62.1351 | 61.1084 | 60.0741 | 59.0336 | 57.985 | 56.9305 | 55.8715 | 54.8074 | 53.7386 | 52.6663 | 51.5901 | 50.5104 | 49.4275 | 48.3418
| 30.3BL | Unmeasured clothes washing | Input | l/h/d | 1 | 19.8608 | 20.1097 | 20.1519 | 20.1905 | 20.0884 | 19.8492 | 19.7425 | 19.4982 | 19.3876 | 19.4133 | 19.3008 | 19.313 | 19.1859 | 19.0555 | 18.7904 | 18.5211 | 18.2484 | 17.973 | 17.6948 | 17.4161 | 17.135 | 16.8518 | 16.5666 | 16.2797 | 15.9905 | 15.6997 | 15.4077 | 15.1142 | 14.8195 | 14.5238 | 14.227 | 13.9292 | 13.6306 | 13.3312
| 30.4BL | Unmeasured dish washing | Input | l/h/d | 1 | 15.8803 | 16.0793 | 16.113 | 16.1439 | 16.0622 | 15.871 | 15.7857 | 15.5903 | 15.5019 | 15.5225 | 15.4325 | 15.4423 | 15.3406 | 15.2364 | 15.0244 | 14.8091 | 14.5911 | 14.3708 | 14.1484 | 13.9255 | 13.7008 | 13.4744 | 13.2463 | 13.0169 | 12.7857 | 12.5532 | 12.3197 | 12.085 | 11.8494 | 11.6129 | 11.3756 | 11.1375 | 10.8988 | 10.6593
| 30.5BL | Unmeasured miscellaneous internal use | Input | l/h/d | 1 | 20.9223 | 21.1845 | 21.2289 | 21.2696 | 21.1621 | 20.9101 | 20.7978 | 20.5403 | 20.4238 | 20.4509 | 20.3324 | 20.3453 | 20.2113 | 20.074 | 19.7948 | 19.511 | 19.2238 | 18.9336 | 18.6405 | 18.3469 | 18.0508 | 17.7525 | 17.4521 | 17.1498 | 16.8451 | 16.5388 | 16.2312 | 15.922 | 15.6116 | 15.3 | 14.9874 | 14.6737 | 14.3591 | 14.0437
| 30.6BL | Unmeasured external use | Input | l/h/d | 1 | 1.5872 | 1.6071 | 1.6105 | 1.6136 | 1.6054 | 1.5863 | 1.5778 | 1.5582 | 1.5494 | 1.5515 | 1.5425 | 1.5434 | 1.5333 | 1.5229 | 1.5017 | 1.4802 | 1.4584 | 1.4363 | 1.4141 | 1.3918 | 1.3694 | 1.3468 | 1.324 | 1.301 | 1.2779 | 1.2547 | 1.2313 | 1.2079 | 1.1843 | 1.1607 | 1.137 | 1.1132 | 1.0893 | 1.0654
| 31BL | Average Household - PCC | ((25BL+26BL)*1,000,000))/(51BL+52BL*1,000) | l/h/d | 1 | 152.1359 | 154.4716 | 154.3809 | 154.2768 | 153.0982 | 150.8621 | 149.676 | 147.4402 | 146.2579 | 146.1372 | 144.964 | 144.8362 | 143.6613 | 142.4887 | 140.2617 | 138.035 | 135.8086 | 133.5832 | 131.3586 | 129.1481 | 126.9382 | 124.7296 | 122.5217 | 120.3149 | 118.109 | 115.9036 | 113.6997 | 111.4966 | 109.2948 | 107.0943 | 104.8977 | 102.701 | 100.505 | 98.3101
| 32BL | Water Taken Unbilled | Input | Ml/d | 2 | 7.3383 | 7.4318 | 7.4759 | 7.5191 | 7.5634 | 7.6079 | 7.6534 | 7.699 | 7.7447 | 7.789 | 7.8315 | 7.8735 | 7.9152 | 7.9572 | 7.9989 | 8.0405 | 8.082 | 8.1235 | 8.165 | 8.2066 | 8.2482 | 8.2897 | 8.3311 | 8.3724 | 8.4137 | 8.4549 | 8.4961 | 8.5374 | 8.5788 | 8.6205 | 8.6629 | 8.7054 | 8.7478 | 8.7903
| 33BL | Distribution System Operational Use | Input | Ml/d | 2 | 5.7793 | 5.8475 | 5.881 | 5.9136 | 5.947 | 5.9809 | 6.0158 | 6.0507 | 6.0859 | 6.1203 | 6.1535 | 6.1864 | 6.2193 | 6.2524 | 6.2854 | 6.3183 | 6.3511 | 6.384 | 6.4169 | 6.4498 | 6.4828 | 6.5157 | 6.5485 | 6.5813 | 6.6141 | 6.6469 | 6.6797 | 6.7125 | 6.7455 | 6.7786 | 6.8123 | 6.8459 | 6.8795 | 6.9133
Leakage | 34BL | Measured Non Household - USPL | Input | Ml/d | 2 | 0.67285 | 0.67891 | 0.68172 | 0.68441 | 0.68699 | 0.68946 | 0.69184 | 0.69413 | 0.69635 | 0.69848 | 0.70055 | 0.70255 | 0.70449 | 0.70638 | 0.7082 | 0.70998 | 0.71172 | 0.7134 | 0.71504 | 0.71665 | 0.71821 | 0.71974 | 0.72123 | 0.72269 | 0.72412 | 0.72552 | 0.72689 | 0.72823 | 0.72955 | 0.73084 | 0.7321 | 0.73335 | 0.73457 | 0.73576
| 35BL | Unmeasured Non Household - USPL | Input | Ml/d | 2 | 0.095505 | 0.089668 | 0.086885 | 0.084188 | 0.081574 | 0.079042 | 0.076589 | 0.074211 | 0.071908 | 0.069676 | 0.067513 | 0.065417 | 0.063387 | 0.061419 | 0.059513 | 0.057665 | 0.055875 | 0.054141 | 0.05246 | 0.050832 | 0.049254 | 0.047725 | 0.046244 | 0.044808 | 0.043417 | 0.04207 | 0.040764 | 0.039499 | 0.038272 | 0.037084 | 0.035933 | 0.034818 | 0.033737 | 0.03269
| 36BL | Measured Household - USPL | Input | Ml/d | 2 | 4.7286 | 5.1886 | 5.4073 | 5.6206 | 5.8334 | 6.0463 | 6.2591 | 6.4696 | 6.6791 | 6.8855 | 7.0872 | 7.2864 | 7.4838 | 7.6794 | 7.8727 | 8.0638 | 8.2528 | 8.4395 | 8.6242 | 8.8068 | 8.9873 | 9.166 | 9.3428 | 9.5178 | 9.6912 | 9.8628 | 10.0327 | 10.201 | 10.3677 | 10.5332 | 10.6979 | 10.861 | 11.0224 | 11.1824
| 37BL | Unmeasured Household - USPL | Input | Ml/d | 2 | 12.5296 | 12.0913 | 11.8784 | 11.6697 | 11.465 | 11.2642 | 11.0673 | 10.8742 | 10.6848 | 10.4989 | 10.3167 | 10.1379 | 9.9625 | 9.7904 | 9.6216 | 9.4561 | 9.2936 | 9.1342 | 8.9778 | 8.8244 | 8.6738 | 8.5261 | 8.3811 | 8.2389 | 8.0993 | 7.9623 | 7.8279 | 7.6959 | 7.5665 | 7.4394 | 7.3146 | 7.1922 | 7.0721 | 6.9541
| 38BL | Void Properties - USPL | Input | Ml/d | 2 | 1.0798 | 1.0507 | 1.0524 | 1.054 | 1.0558 | 1.0579 | 1.0601 | 1.0625 | 1.0649 | 1.0673 | 1.0697 | 1.072 | 1.0745 | 1.077 | 1.0795 | 1.0821 | 1.0847 | 1.0873 | 1.09 | 1.0927 | 1.0954 | 1.0982 | 1.101 | 1.1038 | 1.1067 | 1.1096 | 1.1126 | 1.1156 | 1.1186 | 1.1217 | 1.1248 | 1.128 | 1.1312 | 1.1344
| 39BL | Distribution Losses | Input | Ml/d | 2 | 68.1489 | 63.2009 | 61.9773 | 60.9734 | 58.6475 | 56.3172 | 53.9831 | 51.6473 | 49.3088 | 47.3696 | 45.4317 | 43.4928 | 42.0312 | 40.568 | 38.6248 | 36.6806 | 34.7353 | 32.7891 | 30.8419 | 29.852 | 28.8611 | 27.8694 | 26.8766 | 25.8828 | 24.888 | 23.8922 | 22.8956 | 21.8981 | 20.8996 | 19.8999 | 18.8986 | 17.8965 | 16.8937 | 15.8902
| 40BL | Total Leakage | sum(34BL:39BL) | Ml/d | 2 | 87.2552 | 82.3001 | 81.0841 | 80.0864 | 77.7703 | 75.4541 | 73.138 | 70.8219 | 68.5058 | 66.5895 | 64.6733 | 62.7571 | 61.3199 | 59.8827 | 57.9664 | 56.0502 | 54.1339 | 52.2177 | 50.3015 | 49.3433 | 48.3852 | 47.4271 | 46.469 | 45.5108 | 44.5527 | 43.5946 | 42.6365 | 41.6783 | 40.7202 | 39.7621 | 38.804 | 37.8459 | 36.8877 | 35.9296
| 41BL | Total Leakage | (40BL*1,000,000)/(48BL*1,000) | l/prop/d | 2 | 147.2842 | 137.4733 | 134.7112 | 132.3657 | 127.8575 | 123.375 | 118.9176 | 114.5082 | 110.1397 | 106.4673 | 102.8535 | 99.2802 | 96.4977 | 93.7412 | 90.269 | 86.8329 | 83.4325 | 80.067 | 76.7361 | 74.8933 | 73.0692 | 71.2634 | 69.4756 | 67.7055 | 65.9527 | 64.2172 | 62.4985 | 60.7961 | 59.1094 | 57.4374 | 55.7784 | 54.1356 | 52.5086 | 50.8973
Customer: Properties | 42BL | Measured non-households - properties | Input (total, excluding voids) | 000's | 2 | 27.4251 | 27.6732 | 27.7885 | 27.8987 | 28.0043 | 28.1057 | 28.2032 | 28.297 | 28.3876 | 28.475 | 28.5596 | 28.6415 | 28.721 | 28.798 | 28.8729 | 28.9456 | 29.0164 | 29.0854 | 29.1526 | 29.2182 | 29.2821 | 29.3446 | 29.4056 | 29.4653 | 29.5237 | 29.5809 | 29.6369 | 29.6917 | 29.7454 | 29.7981 | 29.8499 | 29.9006 | 29.9504 | 29.9994
| 43BL | Unmeasured non-households - properties | Input (total, excluding voids) | 000's | 2 | 2.6011 | 2.4421 | 2.3663 | 2.2929 | 2.2217 | 2.1527 | 2.0859 | 2.0212 | 1.9584 | 1.8976 | 1.8387 | 1.7816 | 1.7263 | 1.6728 | 1.6208 | 1.5705 | 1.5218 | 1.4745 | 1.4288 | 1.3844 | 1.3414 | 1.2998 | 1.2595 | 1.2204 | 1.1825 | 1.1458 | 1.1102 | 1.0757 | 1.0424 | 1.01 | 0.97865 | 0.94827 | 0.91884 | 0.89032
| 44BL | All void non-households - properties | Input (voids in each year) | 000's | 2 | 3.6229 | 3.6113 | 3.6054 | 3.5995 | 3.5937 | 3.588 | 3.5823 | 3.5768 | 3.5714 | 3.5661 | 3.561 | 3.556 | 3.5512 | 3.5465 | 3.5421 | 3.5377 | 3.5336 | 3.5296 | 3.5258 | 3.5222 | 3.5187 | 3.5154 | 3.5122 | 3.5092 | 3.5064 | 3.5037 | 3.5012 | 3.4988 | 3.4965 | 3.4945 | 3.4925 | 3.4907 | 3.489 | 3.4874
| 45BL | Total measured households - properties (excl void) | Pre-plan year = input. Forecast years = Previous year 45BL + sum(45.1BL:45.6BL) | 000's | 2 | 192.3063 | 211.576 | 220.7595 | 229.7093 | 238.6297 | 247.5399 | 256.4545 | 265.2691 | 274.02 | 282.6212 | 291.0112 | 299.2855 | 307.4646 | 315.567 | 323.5638 | 331.4656 | 339.2746 | 346.9931 | 354.6222 | 362.1642 | 369.621 | 376.9949 | 384.2877 | 391.5026 | 398.6411 | 405.7038 | 412.6929 | 419.6147 | 426.4745 | 433.2839 | 440.0636 | 446.7772 | 453.4258 | 460.0123
| 45.1BL | New build properties - properties | Input (new builds in each year) | 000's | 2 | 3.3388 | 3.3113 | 3.1649 | 3.0511 | 3.1392 | 3.244 | 3.3609 | 3.3709 | 3.415 | 3.3708 | 3.2629 | 3.2482 | 3.252 | 3.2721 | 3.2614 | 3.2592 | 3.2573 | 3.2557 | 3.2534 | 3.2515 | 3.2499 | 3.2487 | 3.2477 | 3.248 | 3.2485 | 3.2477 | 3.2477 | 3.2525 | 3.2609 | 3.2797 | 3.3176 | 3.3178 | 3.3176 | 3.3191
| 45.2BL | Meter optants - properties | Input (meter optants in each year) | 000's | 2 | 5.253 | 5.7707 | 5.6559 | 5.5435 | 5.4336 | 5.3259 | 5.2206 | 5.1174 | 5.0165 | 4.9176 | 4.8209 | 4.7262 | 4.6335 | 4.5427 | 4.4539 | 4.3669 | 4.2817 | 4.1983 | 4.1167 | 4.0367 | 3.9585 | 3.8818 | 3.8068 | 3.7333 | 3.6614 | 3.5909 | 3.5219 | 3.4544 | 3.3882 | 3.3234 | 3.2599 | 3.1978 | 3.1369 | 3.0773
| 45.3BL | Compulsory metering - properties | Input (compulsory meters in each year) | 000's | 2 | 0 | 0 | 0 | 0 | 0 | 0 | 0 | 0 | 0 | 0 | 0 | 0 | 0 | 0 | 0 | 0 | 0 | 0 | 0 | 0 | 0 | 0 | 0 | 0 | 0 | 0 | 0 | 0 | 0 | 0 | 0 | 0 | 0 | 0
| 45.4BL | Metering on change of occupancy - properties | Input (change of occupancy meters in each year) | 000's | 2 | 0 | 0 | 0 | 0 | 0 | 0 | 0 | 0 | 0 | 0 | 0 | 0 | 0 | 0 | 0 | 0 | 0 | 0 | 0 | 0 | 0 | 0 | 0 | 0 | 0 | 0 | 0 | 0 | 0 | 0 | 0 | 0 | 0 | 0
| 45.5BL | Selective metering - properties | Input (selective meters in each year) | 000's | 2 | 0 | 0 | 0 | 0 | 0 | 0 | 0 | 0 | 0 | 0 | 0 | 0 | 0 | 0 | 0 | 0 | 0 | 0 | 0 | 0 | 0 | 0 | 0 | 0 | 0 | 0 | 0 | 0 | 0 | 0 | 0 | 0 | 0 | 0
| 45.6BL | Other changes to existing metering - properties | Input (other changes to meters in each year) | 000's | 2 | 0.32399 | 0.37047 | 0.36268 | 0.35506 | 0.34761 | 0.34033 | 0.33321 | 0.32624 | 0.31943 | 0.31276 | 0.30625 | 0.29988 | 0.29365 | 0.28755 | 0.28159 | 0.27576 | 0.27006 | 0.26448 | 0.25903 | 0.25369 | 0.24848 | 0.24337 | 0.23838 | 0.2335 | 0.22872 | 0.22405 | 0.21948 | 0.21501 | 0.21063 | 0.20635 | 0.20216 | 0.19807 | 0.19406 | 0.19014
| 45.7BL | Measured void households - properties | Input (voids in each year) | 000's | 2 | 6.4312 | 7.6681 | 7.9817 | 8.2872 | 8.5915 | 8.8965 | 9.2021 | 9.504 | 9.8035 | 10.0979 | 10.3853 | 10.6685 | 10.9483 | 11.2253 | 11.4987 | 11.7688 | 12.0356 | 12.2992 | 12.5596 | 12.8169 | 13.0713 | 13.3228 | 13.5716 | 13.8177 | 14.0613 | 14.3025 | 14.5413 | 14.7776 | 15.0118 | 15.2441 | 15.4752 | 15.7041 | 15.9307 | 16.1551
| 46BL | Unmeasured households - properties (excl void) | Input (total) | 000's | 2 | 342.8992 | 330.4915 | 324.473 | 318.5744 | 312.7932 | 307.1269 | 301.5732 | 296.1295 | 290.7936 | 285.5633 | 280.4361 | 275.4101 | 270.4829 | 265.6527 | 260.9172 | 256.2746 | 251.7229 | 247.2601 | 242.8844 | 238.5939 | 234.387 | 230.2618 | 226.2166 | 222.2498 | 218.3597 | 214.5447 | 210.8033 | 207.134 | 203.5352 | 200.0054 | 196.5433 | 193.1475 | 189.8166 | 186.5492
| 47BL | Unmeasured void households - properties | Input (voids in each year) | 000's | 2 | 17.142 | 15.2 | 14.9359 | 14.677 | 14.423 | 14.1739 | 13.9297 | 13.6902 | 13.4552 | 13.2248 | 12.9988 | 12.7771 | 12.5596 | 12.3463 | 12.137 | 11.9317 | 11.7303 | 11.5328 | 11.3389 | 11.1487 | 10.9621 | 10.779 | 10.5994 | 10.4231 | 10.2501 | 10.0803 | 9.9137 | 9.7502 | 9.5897 | 9.4322 | 9.2776 | 9.1258 | 8.9769 | 8.8307
| 48BL | Total Resource Zone Properties (incl voids) | SUM(42BL:45BL)+45.7BL+46BL+47BL | 000's | 2 | 592.4277 | 598.6623 | 601.9104 | 605.0389 | 608.2571 | 611.5837 | 615.0309 | 618.4878 | 621.9897 | 625.4459 | 628.7907 | 632.1203 | 635.4539 | 638.8085 | 642.1525 | 645.4946 | 648.8352 | 652.1747 | 655.5123 | 658.8485 | 662.1836 | 665.5182 | 668.8526 | 672.1881 | 675.5248 | 678.8616 | 682.1994 | 685.5427 | 688.8954 | 692.2681 | 695.6807 | 699.0942 | 702.5082 | 705.9243
Customer: Population | 49BL | Measured Non Household - Population | Input (total) | 000's | 2 | 42.9139 | 43.2046 | 43.3988 | 43.6092 | 43.8219 | 44.1273 | 44.4664 | 44.7854 | 45.073 | 45.3439 | 45.6529 | 46.0162 | 46.4 | 46.793 | 47.1587 | 47.7332 | 48.3174 | 48.7977 | 49.2194 | 49.6217 | 50.0152 | 50.4182 | 50.8082 | 51.1512 | 51.4815 | 51.8136 | 52.1475 | 52.4835 | 52.8214 | 53.1611 | 53.5028 | 53.8465 | 54.1924 | 54.5405
| 50BL | Unmeasured Non Household - Population | Input (total) | 000's | 2 | 0 | 0 | 0 | 0 | 0 | 0 | 0 | 0 | 0 | 0 | 0 | 0 | 0 | 0 | 0 | 0 | 0 | 0 | 0 | 0 | 0 | 0 | 0 | 0 | 0 | 0 | 0 | 0 | 0 | 0 | 0 | 0 | 0 | 0
| 51BL | Measured Household - Population | Input (total) | 000's | 2 | 371.0443 | 410.3079 | 429.4041 | 448.0649 | 466.5065 | 484.8955 | 503.129 | 521.1336 | 538.9292 | 556.378 | 573.3857 | 589.9492 | 606.0963 | 621.8159 | 637.1044 | 651.7759 | 665.9891 | 679.8058 | 693.2278 | 706.2541 | 718.9241 | 731.2484 | 743.2203 | 754.8873 | 766.2479 | 777.3189 | 788.1061 | 798.6221 | 808.8725 | 818.8785 | 828.6131 | 838.1193 | 847.3886 | 856.4232
| 52BL | Unmeasured Household - Population | Input (total) | 000's | 2 | 920.3937 | 888.8662 | 873.3186 | 858.0805 | 843.1047 | 828.2926 | 813.6488 | 799.2729 | 785.1435 | 771.2559 | 757.5982 | 744.1124 | 730.802 | 717.6856 | 704.7652 | 691.9887 | 679.4211 | 667.0918 | 655.0021 | 643.1438 | 631.5254 | 620.1456 | 608.9918 | 598.0752 | 587.3917 | 576.9366 | 566.7065 | 556.7 | 546.9085 | 537.3275 | 527.9503 | 518.78 | 509.8227 | 501.0762
| 53BL | Total Resource Zone Population | Sum(49BL:52BL) | 000's | 2 | 1334.3518 | 1342.3787 | 1346.1215 | 1349.7546 | 1353.433 | 1357.3154 | 1361.2442 | 1365.1918 | 1369.1458 | 1372.9778 | 1376.6369 | 1380.0778 | 1383.2983 | 1386.2944 | 1389.0282 | 1391.4978 | 1393.7276 | 1395.6952 | 1397.4493 | 1399.0195 | 1400.4648 | 1401.8122 | 1403.0203 | 1404.1138 | 1405.1212 | 1406.0692 | 1406.9601 | 1407.8056 | 1408.6023 | 1409.3671 | 1410.0662 | 1410.7458 | 1411.4037 | 1412.0399
Occupancy | 54BL | Measured Household - Occupancy Rate (average) (excl voids) | 51BL/45BL | h/prop | 1 | 1.9294 | 1.9393 | 1.9451 | 1.9506 | 1.9549 | 1.9589 | 1.9619 | 1.9645 | 1.9668 | 1.9686 | 1.9703 | 1.9712 | 1.9713 | 1.9705 | 1.969 | 1.9663 | 1.963 | 1.9591 | 1.9548 | 1.9501 | 1.945 | 1.9397 | 1.934 | 1.9282 | 1.9221 | 1.916 | 1.9097 | 1.9032 | 1.8966 | 1.8899 | 1.8829 | 1.8759 | 1.8689 | 1.8617
| 55BL | Unmeasured Household - Occupancy Rate | 52BL/46BL | h/prop | 1 | 2.6842 | 2.6895 | 2.6915 | 2.6935 | 2.6954 | 2.6969 | 2.698 | 2.6991 | 2.7 | 2.7008 | 2.7015 | 2.7018 | 2.7018 | 2.7016 | 2.7011 | 2.7002 | 2.6991 | 2.6979 | 2.6968 | 2.6956 | 2.6944 | 2.6932 | 2.6921 | 2.691 | 2.69 | 2.6891 | 2.6883 | 2.6876 | 2.687 | 2.6866 | 2.6862 | 2.6859 | 2.6859 | 2.686
Metering | 56BL | Total Household Metering penetration (excl. voids) | 45BL/45BL+46BL | % | 0 | 35.93% | 39.03% | 40.49% | 41.9% | 43.28% | 44.63% | 45.96% | 47.25% | 48.52% | 49.74% | 50.93% | 52.08% | 53.2% | 54.29% | 55.36% | 56.4% | 57.41% | 58.39% | 59.35% | 60.28% | 61.19% | 62.08% | 62.95% | 63.79% | 64.61% | 65.41% | 66.19% | 66.95% | 67.69% | 68.42% | 69.13% | 69.82% | 70.49% | 71.15%
| 57BL | Total Household Metering penetration (incl. voids) | 45BL/(45BL+45.7BL+46BL+47BL) | % | 0 | 34.42% | 37.45% | 38.86% | 40.21% | 41.54% | 42.85% | 44.13% | 45.38% | 46.6% | 47.78% | 48.92% | 50.04% | 51.12% | 52.18% | 53.21% | 54.21% | 55.19% | 56.14% | 57.07% | 57.97% | 58.85% | 59.71% | 60.55% | 61.36% | 62.16% | 62.94% | 63.69% | 64.43% | 65.15% | 65.85% | 66.54% | 67.21% | 67.86% | 68.5%
|  | Company: | Dŵr Cymru Welsh Water
|  | Resource Zone Name: | SEWCUS
|  | Resource Zone Number: | 8121
|  | Planning Scenario Name: | Dry Year Annual Average
|  | Chosen Level of Service: | 1 in 20

## 4. BL SDB
Table 4: Baseline supply demand balance
| Row ref | Component | Derivation | Unit | Decimal places | 2015-16 | For info 2017-18 | For info 2018-19 | For info 2019- | 2020-21 | 2021-22 | 2022-23 | 2023-24 | 2024-25 | 2025-26 | 2026-27 | 2027-28 | 2028-29 | 2029-30 | 2030-31 | 2031-32 | 2032-33 | 2033-34 | 2034-35 | 2035-36 | 2036-37 | 2037-38 | 2038-39 | 2039-40 | 2040-41 | 2041-42 | 2042-43 | 2043-44 | 2044-45 | 2045-46 | 2046-47 | 2047-48 | 2048-49 | 2049-50
SDB | 11BL | Distribution input | 19BL+20BL+21BL+22BL+32BL+33BL+38BL+39BL | Ml/d | 2 | 361.6834 | 361.4947 | 360.9247 | 360.4211 | 357.3183 | 352.9166 | 349.0967 | 344.3524 | 340.9931 | 339.4209 | 336.4154 | 334.7573 | 332.1456 | 329.4986 | 324.9195 | 320.2662 | 315.5717 | 310.8514 | 306.106 | 302.3149 | 298.5055 | 294.6806 | 290.8377 | 286.9853 | 283.1228 | 279.2515 | 275.3734 | 271.4896 | 267.6006 | 263.7111 | 259.8197 | 255.925 | 252.0281 | 248.1295
| 12BL | Water Available For Use (own sources) | (7BL+8BL)-(9BL+10BL) | Ml/d | 2 | 401.5671 | 387.4233 | 387.0353 | 386.6474 | 386.2595 | 385.8716 | 385.4837 | 385.0958 | 384.7079 | 384.3199 | 383.932 | 383.5441 | 383.1562 | 382.7683 | 382.4774 | 382.3804 | 382.2834 | 382.1864 | 382.0894 | 381.9925 | 381.8955 | 381.7985 | 381.7015 | 381.6045 | 381.5076 | 381.4106 | 381.3136 | 381.2166 | 381.1197 | 381.0227 | 380.9257 | 380.8287 | 380.7317 | 380.6348
| 13BL | Total Water Available For Use | 12BL+(2BL+3BL)-(5BL+6BL) | Ml/d | 2 | 413.5971 | 399.4533 | 399.0653 | 398.6774 | 398.2895 | 397.9016 | 397.5137 | 397.1258 | 396.7379 | 396.3499 | 395.962 | 395.5741 | 395.1862 | 394.7983 | 394.5074 | 394.4104 | 394.3134 | 394.2164 | 394.1194 | 394.0225 | 393.9255 | 393.8285 | 393.7315 | 393.6345 | 393.5376 | 393.4406 | 393.3436 | 393.2466 | 393.1497 | 393.0527 | 392.9557 | 392.8587 | 392.7617 | 392.6648
| 14BL | Target headroom (climate change component) | Input | Ml/d | 2 | 0.065653 | 2.0593 | 4.1128 | 6.1576 | 8.2271 | 10.2934 | 12.3551 | 14.3979 | 16.5144 | 16.9742 | 18.8515 | 20.7549 | 22.6316 | 24.506 | 25.0837 | 25.5089 | 26.0003 | 26.422 | 26.8534 | 17.8085 | 18.1116 | 18.4213 | 18.7479 | 19.0473 | 9.284 | 9.4662 | 9.6548 | 9.7589 | 9.8579 | 10.0808 | 10.1603 | 10.3077 | 10.4935 | 10.6056
| 15BL | Target headroom (All other components) | Input | Ml/d | 2 | 19.257 | 19.3068 | 19.6777 | 20.0173 | 20.4189 | 20.5496 | 20.7307 | 20.7317 | 20.7816 | 16.8123 | 16.6558 | 16.972 | 16.9484 | 17.1285 | 14.4013 | 15.6216 | 16.9738 | 18.0613 | 19.2385 | 17.8071 | 19.2806 | 20.5627 | 21.9711 | 23.5383 | 21.7528 | 23.4455 | 24.8196 | 26.3955 | 27.6844 | 28.7922 | 30.5958 | 32.1689 | 33.5217 | 34.9142
| 16BL | Target Headroom | 14BL+15BL | Ml/d | 2 | 19.3227 | 21.3661 | 23.7904 | 26.1749 | 28.6459 | 30.843 | 33.0858 | 35.1295 | 37.296 | 33.7866 | 35.5073 | 37.7269 | 39.58 | 41.6346 | 39.4851 | 41.1305 | 42.9741 | 44.4833 | 46.0918 | 35.6157 | 37.3922 | 38.984 | 40.719 | 42.5855 | 31.0369 | 32.9117 | 34.4744 | 36.1543 | 37.5423 | 38.8729 | 40.7561 | 42.4767 | 44.0152 | 45.5198
| 17BL | Available Headroom | 13BL-11BL | Ml/d | 2 | 51.9137 | 37.9586 | 38.1407 | 38.2563 | 40.9712 | 44.985 | 48.4169 | 52.7734 | 55.7447 | 56.9291 | 59.5466 | 60.8168 | 63.0406 | 65.2997 | 69.5878 | 74.1442 | 78.7417 | 83.3651 | 88.0135 | 91.7076 | 95.42 | 99.1479 | 102.8938 | 106.6493 | 110.4148 | 114.1891 | 117.9702 | 121.757 | 125.5491 | 129.3416 | 133.136 | 136.9337 | 140.7337 | 144.5352
| 18BL | Supply Demand Balance | 17BL-16BL | Ml/d | 2 | 32.5911 | 16.5925 | 14.3503 | 12.0814 | 12.3253 | 14.142 | 15.3311 | 17.6439 | 18.4487 | 23.1425 | 24.0393 | 23.0899 | 23.4607 | 23.6651 | 30.1028 | 33.0137 | 35.7676 | 38.8818 | 41.9216 | 56.0919 | 58.0278 | 60.1638 | 62.1748 | 64.0638 | 79.3779 | 81.2774 | 83.4958 | 85.6026 | 88.0068 | 90.4686 | 92.3799 | 94.457 | 96.7185 | 99.0155
|  | Company: | Dŵr Cymru Welsh Water
|  | Resource Zone Name: | SEWCUS
|  | Resource Zone Number: | 8121
|  | Planning Scenario Name: | Dry Year Annual Average
|  | Chosen Level of Service: | 1 in 20
README

## 5. Feasible Options
Table 5: Feasible options detailed costs | [18 empty] | ENTER DISCOUNT RATE % |  |  |  | 3.5% | 3.5% | 3.5% | 3.5% | 3.5% | 3.5% | 3.5% | 3.5% | 3.5% | 3.5% | 3.5% | 3.5% | 3.5% | 3.5% | 3.5% | 3.5% | 3.5% | 3.5% | 3.5% | 3.5% | 3.5% | 3.5% | 3.5% | 3.5% | 3.5% | 3.5% | 3.5% | 3.5% | 3.5% | 3% | 3% | 3% | 3% | 3% | 3% | 3% | 3% | 3% | 3% | 3% | 3% | 3% | 3% | 3% | 3% | 3% | 3% | 3% | 3% | 3% | 3% | 3% | 3% | 3% | 3% | 3% | 3% | 3% | 3% | 3% | 3% | 3% | 3% | 3% | 3% | 3% | 3% | 3% | 3% | 3% | 3% | 3% | 3% | 3% | 2.5% | 2.5% | 2.5% | 2.5% | 2.5% | 2.5% | 2.5% | 2.5% | 2.5% | 2.5% | 2.5% | 2.5% | 2.5% | 2.5% | 2.5% | 2.5% | 2.5% | 2.5% | 2.5% | 2.5% | 2.5% | 2.5% | 2.5% | 2.5% | 2.5% | 2.5% | 2.5% | 2.5% | 2.5%
Detail the gains in WAFU / savings in demand, and the costs of feasible options under capacity use scenario | [18 empty] | ENTER DISCOUNT PERIOD (YRS) | 80 |  | 1 | 0.96618 | 0.93351 | 0.90194 | 0.87144 | 0.84197 | 0.8135 | 0.78599 | 0.75941 | 0.73373 | 0.70892 | 0.68495 | 0.66178 | 0.6394 | 0.61778 | 0.59689 | 0.57671 | 0.5572 | 0.53836 | 0.52016 | 0.50257 | 0.48557 | 0.46915 | 0.45329 | 0.43796 | 0.42315 | 0.40884 | 0.39501 | 0.38165 | 0.36875 | 0.35801 | 0.34758 | 0.33746 | 0.32763 | 0.31809 | 0.30882 | 0.29983 | 0.29109 | 0.28261 | 0.27438 | 0.26639 | 0.25863 | 0.2511 | 0.24379 | 0.23669 | 0.22979 | 0.2231 | 0.2166 | 0.21029 | 0.20417 | 0.19822 | 0.19245 | 0.18684 | 0.1814 | 0.17612 | 0.17099 | 0.16601 | 0.16117 | 0.15648 | 0.15192 | 0.14749 | 0.1432 | 0.13903 | 0.13498 | 0.13105 | 0.12723 | 0.12352 | 0.11993 | 0.11643 | 0.11304 | 0.10975 | 0.10655 | 0.10345 | 0.10044 | 0.097511 | 0.095133 | 0.092813 | 0.090549 | 0.08834 | 0.086186 | Note: If option costs are required from beyond year 80 then the NPV calculation formula must be amended manually to cover the extended period
[22 empty] | 1 | 2 | 3 | 4 | 5 | 6 | 7 | 8 | 9 | 10 | 11 | 12 | 13 | 14 | 15 | 16 | 17 | 18 | 19 | 20 | 21 | 22 | 23 | 24 | 25 | 26 | 27 | 28 | 29 | 30 | 31 | 32 | 33 | 34 | 35 | 36 | 37 | 38 | 39 | 40 | 41 | 42 | 43 | 44 | 45 | 46 | 47 | 48 | 49 | 50 | 51 | 52 | 53 | 54 | 55 | 56 | 57 | 58 | 59 | 60 | 61 | 62 | 63 | 64 | 65 | 66 | 67 | 68 | 69 | 70 | 71 | 72 | 73 | 74 | 75 | 76 | 77 | 78 | 79 | 80 | 81 | 82 | 83 | 84 | 85 | 86 | 87 | 88 | 89 | 90 | 91 | 92 | 93 | 94 | 95 | 96 | 97 | 98 | 99 | 100 | 101 | 102 | 103 | 104
Row ref | Option name | Option reference no. | Type of option | Preferred Option (Y/N) | Earliest potential option start date (Year) | Costs based on capacity | WAFU on full implementation (Ml/d) | NPV of WAFU (Ml) | CAPEX NPV (£000) | OPEX NPV (£000) | NPV of opex savings (£000) | NPV of carbon (£000) | Social & Env. NPV (£000) | TOTAL NPV (£000) | AIC (p/m3) | AISC (p/m3) | Scope confidence (score 1 to 5) | Cost confidence (score 1 to 5) | Cost component | Derivation | Unit | Year 1 | Year 2 | Year 3 | Year 4 | Year 5 | Year 6 | Year 7 | Year 8 | Year 9 | Year 10 | Year 11 | Year 12 | Year 13 | Year 14 | Year 15 | Year 16 | Year 17 | Year 18 | Year 19 | Year 20 | Year 21 | Year 22 | Year 23 | Year 24 | Year 25 | Year 26 | Year 27 | Year 28 | Year 29 | Year 30 | Year 31 | Year 32 | Year 33 | Year 34 | Year 35 | Year 36 | Year 37 | Year 38 | Year 39 | Year 40 | Year 41 | Year 42 | Year 43 | Year 44 | Year 45 | Year 46 | Year 47 | Year 48 | Year 49 | Year 50 | Year 51 | Year 52 | Year 53 | Year 54 | Year 55 | Year 56 | Year 57 | Year 58 | Year 59 | Year 60 | Year 61 | Year 62 | Year 63 | Year 64 | Year 65 | Year 66 | Year 67 | Year 68 | Year 69 | Year 70 | Year 71 | Year 72 | Year 73 | Year 74 | Year 75 | Year 76 | Year 77 | Year 78 | Year 79 | Year 80 | Year 81 | Year 82 | Year 83 | Year 84 | Year 85 | Year 86 | Year 87 | Year 88 | Year 89 | Year 90 | Year 91 | Year 92 | Year 93 | Year 94 | Year 95 | Year 96 | Year 97 | Year 98 | Year 99 | Year 100 | Year 101 | Year 102 | Year 103 | Year 104
58a | RESOURCE SIDE | bar: 1 Year 1 to 80 Year 80
58.1a | Options to increase raw water abstractions | [17 empty] | Total Mld for SDB component |  |  | 0 | 0 | 0 | 0 | 0 | 0 | 0 | 0 | 0 | 0 | 0 | 0 | 0 | 0 | 0 | 0 | 0 | 0 | 0 | 0 | 0 | 0 | 0 | 0 | 0 | 0 | 0 | 0 | 0 | 0 | 0 | 0 | 0 | 0 | 0 | 0 | 0 | 0 | 0 | 0 | 0 | 0 | 0 | 0 | 0 | 0 | 0 | 0 | 0 | 0 | 0 | 0 | 0 | 0 | 0 | 0 | 0 | 0 | 0 | 0 | 0 | 0 | 0 | 0 | 0 | 0 | 0 | 0 | 0 | 0 | 0 | 0 | 0 | 0 | 0 | 0 | 0 | 0 | 0 | 0 | 0 | 0 | 0 | 0 | 0 | 0 | 0 | 0 | 0 | 0 | 0 | 0 | 0 | 0 | 0 | 0 | 0 | 0 | 0 | 0 | 0 | 0 | 0 | 0
58.1x | [5 empty] | Capacity | 0 | 0 | 0 | 0 | 0 | 0 | 0 | 0 | #DIV/0! | #DIV/0! |  |  | Gains in WAFU / Savings in demand | Input | Ml/d | 81 Year 81: 0; 82 Year 82: 0; 83 Year 83: 0; 84 Year 84: 0; 85 Year 85: 0; 86 Year 86: 0; 87 Year 87: 0; 88 Year 88: 0; 89 Year 89: 0; 90 Year 90: 0; 91 Year 91: 0; 92 Year 92: 0; 93 Year 93: 0; 94 Year 94: 0; 95 Year 95: 0; 96 Year 96: 0; 97 Year 97: 0; 98 Year 98: 0; 99 Year 99: 0; 100 Year 100: 0; 101 Year 101: 0; 102 Year 102: 0; 103 Year 103: 0; 104 Year 104: 0
[19 empty] | Fixed capex | Input | £000s | 81 Year 81: 0; 82 Year 82: 0; 83 Year 83: 0; 84 Year 84: 0; 85 Year 85: 0; 86 Year 86: 0; 87 Year 87: 0; 88 Year 88: 0; 89 Year 89: 0; 90 Year 90: 0; 91 Year 91: 0; 92 Year 92: 0; 93 Year 93: 0; 94 Year 94: 0; 95 Year 95: 0; 96 Year 96: 0; 97 Year 97: 0; 98 Year 98: 0; 99 Year 99: 0; 100 Year 100: 0; 101 Year 101: 0; 102 Year 102: 0; 103 Year 103: 0; 104 Year 104: 0
[19 empty] | Variable capex | Input | £000s | 81 Year 81: 0; 82 Year 82: 0; 83 Year 83: 0; 84 Year 84: 0; 85 Year 85: 0; 86 Year 86: 0; 87 Year 87: 0; 88 Year 88: 0; 89 Year 89: 0; 90 Year 90: 0; 91 Year 91: 0; 92 Year 92: 0; 93 Year 93: 0; 94 Year 94: 0; 95 Year 95: 0; 96 Year 96: 0; 97 Year 97: 0; 98 Year 98: 0; 99 Year 99: 0; 100 Year 100: 0; 101 Year 101: 0; 102 Year 102: 0; 103 Year 103: 0; 104 Year 104: 0
[19 empty] | Financing costs | Input | £000s
[19 empty] | Fixed opex | Input | £000s | 81 Year 81: 0; 82 Year 82: 0; 83 Year 83: 0; 84 Year 84: 0; 85 Year 85: 0; 86 Year 86: 0; 87 Year 87: 0; 88 Year 88: 0; 89 Year 89: 0; 90 Year 90: 0; 91 Year 91: 0; 92 Year 92: 0; 93 Year 93: 0; 94 Year 94: 0; 95 Year 95: 0; 96 Year 96: 0; 97 Year 97: 0; 98 Year 98: 0; 99 Year 99: 0; 100 Year 100: 0; 101 Year 101: 0; 102 Year 102: 0; 103 Year 103: 0; 104 Year 104: 0
| NO DEFICIT | [17 empty] | Variable opex | Input | £000s | 81 Year 81: 0; 82 Year 82: 0; 83 Year 83: 0; 84 Year 84: 0; 85 Year 85: 0; 86 Year 86: 0; 87 Year 87: 0; 88 Year 88: 0; 89 Year 89: 0; 90 Year 90: 0; 91 Year 91: 0; 92 Year 92: 0; 93 Year 93: 0; 94 Year 94: 0; 95 Year 95: 0; 96 Year 96: 0; 97 Year 97: 0; 98 Year 98: 0; 99 Year 99: 0; 100 Year 100: 0; 101 Year 101: 0; 102 Year 102: 0; 103 Year 103: 0; 104 Year 104: 0
[19 empty] | Opex savings | Input | £000s | 81 Year 81: 0; 82 Year 82: 0; 83 Year 83: 0; 84 Year 84: 0; 85 Year 85: 0; 86 Year 86: 0; 87 Year 87: 0; 88 Year 88: 0; 89 Year 89: 0; 90 Year 90: 0; 91 Year 91: 0; 92 Year 92: 0; 93 Year 93: 0; 94 Year 94: 0; 95 Year 95: 0; 96 Year 96: 0; 97 Year 97: 0; 98 Year 98: 0; 99 Year 99: 0; 100 Year 100: 0; 101 Year 101: 0; 102 Year 102: 0; 103 Year 103: 0; 104 Year 104: 0
[19 empty] | Fixed env & social | Input | £000s | 81 Year 81: 0; 82 Year 82: 0; 83 Year 83: 0; 84 Year 84: 0; 85 Year 85: 0; 86 Year 86: 0; 87 Year 87: 0; 88 Year 88: 0; 89 Year 89: 0; 90 Year 90: 0; 91 Year 91: 0; 92 Year 92: 0; 93 Year 93: 0; 94 Year 94: 0; 95 Year 95: 0; 96 Year 96: 0; 97 Year 97: 0; 98 Year 98: 0; 99 Year 99: 0; 100 Year 100: 0; 101 Year 101: 0; 102 Year 102: 0; 103 Year 103: 0; 104 Year 104: 0
[19 empty] | Variable env & social | Input | £000s | 81 Year 81: 0; 82 Year 82: 0; 83 Year 83: 0; 84 Year 84: 0; 85 Year 85: 0; 86 Year 86: 0; 87 Year 87: 0; 88 Year 88: 0; 89 Year 89: 0; 90 Year 90: 0; 91 Year 91: 0; 92 Year 92: 0; 93 Year 93: 0; 94 Year 94: 0; 95 Year 95: 0; 96 Year 96: 0; 97 Year 97: 0; 98 Year 98: 0; 99 Year 99: 0; 100 Year 100: 0; 101 Year 101: 0; 102 Year 102: 0; 103 Year 103: 0; 104 Year 104: 0
[19 empty] | Fixed carbon costs | Input | £000s | 81 Year 81: 0; 82 Year 82: 0; 83 Year 83: 0; 84 Year 84: 0; 85 Year 85: 0; 86 Year 86: 0; 87 Year 87: 0; 88 Year 88: 0; 89 Year 89: 0; 90 Year 90: 0; 91 Year 91: 0; 92 Year 92: 0; 93 Year 93: 0; 94 Year 94: 0; 95 Year 95: 0; 96 Year 96: 0; 97 Year 97: 0; 98 Year 98: 0; 99 Year 99: 0; 100 Year 100: 0; 101 Year 101: 0; 102 Year 102: 0; 103 Year 103: 0; 104 Year 104: 0
[19 empty] | Variable carbon costs | Input | £000s | 81 Year 81: 0; 82 Year 82: 0; 83 Year 83: 0; 84 Year 84: 0; 85 Year 85: 0; 86 Year 86: 0; 87 Year 87: 0; 88 Year 88: 0; 89 Year 89: 0; 90 Year 90: 0; 91 Year 91: 0; 92 Year 92: 0; 93 Year 93: 0; 94 Year 94: 0; 95 Year 95: 0; 96 Year 96: 0; 97 Year 97: 0; 98 Year 98: 0; 99 Year 99: 0; 100 Year 100: 0; 101 Year 101: 0; 102 Year 102: 0; 103 Year 103: 0; 104 Year 104: 0
[19 empty] | Customer willingness to pay | Input | £000s | 81 Year 81: 0; 82 Year 82: 0; 83 Year 83: 0; 84 Year 84: 0; 85 Year 85: 0; 86 Year 86: 0; 87 Year 87: 0; 88 Year 88: 0; 89 Year 89: 0; 90 Year 90: 0; 91 Year 91: 0; 92 Year 92: 0; 93 Year 93: 0; 94 Year 94: 0; 95 Year 95: 0; 96 Year 96: 0; 97 Year 97: 0; 98 Year 98: 0; 99 Year 99: 0; 100 Year 100: 0; 101 Year 101: 0; 102 Year 102: 0; 103 Year 103: 0; 104 Year 104: 0
[19 empty] | Total | Sum of above (excl WAFU) | £000s | 0 | 0 | 0 | 0 | 0 | 0 | 0 | 0 | 0 | 0 | 0 | 0 | 0 | 0 | 0 | 0 | 0 | 0 | 0 | 0 | 0 | 0 | 0 | 0 | 0 | 0 | 0 | 0 | 0 | 0 | 0 | 0 | 0 | 0 | 0 | 0 | 0 | 0 | 0 | 0 | 0 | 0 | 0 | 0 | 0 | 0 | 0 | 0 | 0 | 0 | 0 | 0 | 0 | 0 | 0 | 0 | 0 | 0 | 0 | 0 | 0 | 0 | 0 | 0 | 0 | 0 | 0 | 0 | 0 | 0 | 0 | 0 | 0 | 0 | 0 | 0 | 0 | 0 | 0 | 0 | 0 | 0 | 0 | 0 | 0 | 0 | 0 | 0 | 0 | 0 | 0 | 0 | 0 | 0 | 0 | 0 | 0 | 0 | 0 | 0 | 0 | 0 | 0 | 0
58.2a | Options to increase raw imports | [20 empty] | 0 | 0 | 0 | 0 | 0 | 0 | 0 | 0 | 0 | 0 | 0 | 0 | 0 | 0 | 0 | 0 | 0 | 0 | 0 | 0 | 0 | 0 | 0 | 0 | 0 | 0 | 0 | 0 | 0 | 0 | 0 | 0 | 0 | 0 | 0 | 0 | 0 | 0 | 0 | 0 | 0 | 0 | 0 | 0 | 0 | 0 | 0 | 0 | 0 | 0 | 0 | 0 | 0 | 0 | 0 | 0 | 0 | 0 | 0 | 0 | 0 | 0 | 0 | 0 | 0 | 0 | 0 | 0 | 0 | 0 | 0 | 0 | 0 | 0 | 0 | 0 | 0 | 0 | 0 | 0 | 0 | 0 | 0 | 0 | 0 | 0 | 0 | 0 | 0 | 0 | 0 | 0 | 0 | 0 | 0 | 0 | 0 | 0 | 0 | 0 | 0 | 0 | 0 | 0
58.3a | Options to increase potable imports | [20 empty] | 0 | 0 | 0 | 0 | 0 | 0 | 0 | 0 | 0 | 0 | 0 | 0 | 0 | 0 | 0 | 0 | 0 | 0 | 0 | 0 | 0 | 0 | 0 | 0 | 0 | 0 | 0 | 0 | 0 | 0 | 0 | 0 | 0 | 0 | 0 | 0 | 0 | 0 | 0 | 0 | 0 | 0 | 0 | 0 | 0 | 0 | 0 | 0 | 0 | 0 | 0 | 0 | 0 | 0 | 0 | 0 | 0 | 0 | 0 | 0 | 0 | 0 | 0 | 0 | 0 | 0 | 0 | 0 | 0 | 0 | 0 | 0 | 0 | 0 | 0 | 0 | 0 | 0 | 0 | 0 | 0 | 0 | 0 | 0 | 0 | 0 | 0 | 0 | 0 | 0 | 0 | 0 | 0 | 0 | 0 | 0 | 0 | 0 | 0 | 0 | 0 | 0 | 0 | 0
58.4a | Options to reduce raw water losses and operational use | [20 empty] | 0 | 0 | 0 | 0 | 0 | 0 | 0 | 0 | 0 | 0 | 0 | 0 | 0 | 0 | 0 | 0 | 0 | 0 | 0 | 0 | 0 | 0 | 0 | 0 | 0 | 0 | 0 | 0 | 0 | 0 | 0 | 0 | 0 | 0 | 0 | 0 | 0 | 0 | 0 | 0 | 0 | 0 | 0 | 0 | 0 | 0 | 0 | 0 | 0 | 0 | 0 | 0 | 0 | 0 | 0 | 0 | 0 | 0 | 0 | 0 | 0 | 0 | 0 | 0 | 0 | 0 | 0 | 0 | 0 | 0 | 0 | 0 | 0 | 0 | 0 | 0 | 0 | 0 | 0 | 0 | 0 | 0 | 0 | 0 | 0 | 0 | 0 | 0 | 0 | 0 | 0 | 0 | 0 | 0 | 0 | 0 | 0 | 0 | 0 | 0 | 0 | 0 | 0 | 0
58.5a | Options to reduce raw water exports | [20 empty] | 0 | 0 | 0 | 0 | 0 | 0 | 0 | 0 | 0 | 0 | 0 | 0 | 0 | 0 | 0 | 0 | 0 | 0 | 0 | 0 | 0 | 0 | 0 | 0 | 0 | 0 | 0 | 0 | 0 | 0 | 0 | 0 | 0 | 0 | 0 | 0 | 0 | 0 | 0 | 0 | 0 | 0 | 0 | 0 | 0 | 0 | 0 | 0 | 0 | 0 | 0 | 0 | 0 | 0 | 0 | 0 | 0 | 0 | 0 | 0 | 0 | 0 | 0 | 0 | 0 | 0 | 0 | 0 | 0 | 0 | 0 | 0 | 0 | 0 | 0 | 0 | 0 | 0 | 0 | 0 | 0 | 0 | 0 | 0 | 0 | 0 | 0 | 0 | 0 | 0 | 0 | 0 | 0 | 0 | 0 | 0 | 0 | 0 | 0 | 0 | 0 | 0 | 0 | 0
58.6a | Options to reduce potable water exports | [20 empty] | 0 | 0 | 0 | 0 | 0 | 0 | 0 | 0 | 0 | 0 | 0 | 0 | 0 | 0 | 0 | 0 | 0 | 0 | 0 | 0 | 0 | 0 | 0 | 0 | 0 | 0 | 0 | 0 | 0 | 0 | 0 | 0 | 0 | 0 | 0 | 0 | 0 | 0 | 0 | 0 | 0 | 0 | 0 | 0 | 0 | 0 | 0 | 0 | 0 | 0 | 0 | 0 | 0 | 0 | 0 | 0 | 0 | 0 | 0 | 0 | 0 | 0 | 0 | 0 | 0 | 0 | 0 | 0 | 0 | 0 | 0 | 0 | 0 | 0 | 0 | 0 | 0 | 0 | 0 | 0 | 0 | 0 | 0 | 0 | 0 | 0 | 0 | 0 | 0 | 0 | 0 | 0 | 0 | 0 | 0 | 0 | 0 | 0 | 0 | 0 | 0 | 0 | 0 | 0
58.7a | Other options to increase Deployable Output | [20 empty] | 0 | 0 | 0 | 0 | 0 | 0 | 0 | 0 | 0 | 0 | 0 | 0 | 0 | 0 | 0 | 0 | 0 | 0 | 0 | 0 | 0 | 0 | 0 | 0 | 0 | 0 | 0 | 0 | 0 | 0 | 0 | 0 | 0 | 0 | 0 | 0 | 0 | 0 | 0 | 0 | 0 | 0 | 0 | 0 | 0 | 0 | 0 | 0 | 0 | 0 | 0 | 0 | 0 | 0 | 0 | 0 | 0 | 0 | 0 | 0 | 0 | 0 | 0 | 0 | 0 | 0 | 0 | 0 | 0 | 0 | 0 | 0 | 0 | 0 | 0 | 0 | 0 | 0 | 0 | 0 | 0 | 0 | 0 | 0 | 0 | 0 | 0 | 0 | 0 | 0 | 0 | 0 | 0 | 0 | 0 | 0 | 0 | 0 | 0 | 0 | 0 | 0 | 0 | 0
59a | DISTRIBUTION SIDE | bar: 1 Year 1 to 80 Year 80
59.1a | Options to reduce Distribution Losses | [20 empty] | 0 | 0 | 0 | 0 | 0 | 0 | 0 | 0 | 0 | 0 | 0 | 0 | 0 | 0 | 0 | 0 | 0 | 0 | 0 | 0 | 0 | 0 | 0 | 0 | 0 | 0 | 0 | 0 | 0 | 0 | 0 | 0 | 0 | 0 | 0 | 0 | 0 | 0 | 0 | 0 | 0 | 0 | 0 | 0 | 0 | 0 | 0 | 0 | 0 | 0 | 0 | 0 | 0 | 0 | 0 | 0 | 0 | 0 | 0 | 0 | 0 | 0 | 0 | 0 | 0 | 0 | 0 | 0 | 0 | 0 | 0 | 0 | 0 | 0 | 0 | 0 | 0 | 0 | 0 | 0 | 0 | 0 | 0 | 0 | 0 | 0 | 0 | 0 | 0 | 0 | 0 | 0 | 0 | 0 | 0 | 0 | 0 | 0 | 0 | 0 | 0 | 0 | 0 | 0
59.2a | Options to reduce Distribution System Operating Use (DSOU) losses | [20 empty] | 0 | 0 | 0 | 0 | 0 | 0 | 0 | 0 | 0 | 0 | 0 | 0 | 0 | 0 | 0 | 0 | 0 | 0 | 0 | 0 | 0 | 0 | 0 | 0 | 0 | 0 | 0 | 0 | 0 | 0 | 0 | 0 | 0 | 0 | 0 | 0 | 0 | 0 | 0 | 0 | 0 | 0 | 0 | 0 | 0 | 0 | 0 | 0 | 0 | 0 | 0 | 0 | 0 | 0 | 0 | 0 | 0 | 0 | 0 | 0 | 0 | 0 | 0 | 0 | 0 | 0 | 0 | 0 | 0 | 0 | 0 | 0 | 0 | 0 | 0 | 0 | 0 | 0 | 0 | 0 | 0 | 0 | 0 | 0 | 0 | 0 | 0 | 0 | 0 | 0 | 0 | 0 | 0 | 0 | 0 | 0 | 0 | 0 | 0 | 0 | 0 | 0 | 0 | 0
60a | PRODUCTION SIDE | bar: 1 Year 1 to 80 Year 80
60.1a | Options to reduce treatment works losses | [20 empty] | 0 | 0 | 0 | 0 | 0 | 0 | 0 | 0 | 0 | 0 | 0 | 0 | 0 | 0 | 0 | 0 | 0 | 0 | 0 | 0 | 0 | 0 | 0 | 0 | 0 | 0 | 0 | 0 | 0 | 0 | 0 | 0 | 0 | 0 | 0 | 0 | 0 | 0 | 0 | 0 | 0 | 0 | 0 | 0 | 0 | 0 | 0 | 0 | 0 | 0 | 0 | 0 | 0 | 0 | 0 | 0 | 0 | 0 | 0 | 0 | 0 | 0 | 0 | 0 | 0 | 0 | 0 | 0 | 0 | 0 | 0 | 0 | 0 | 0 | 0 | 0 | 0 | 0 | 0 | 0 | 0 | 0 | 0 | 0 | 0 | 0 | 0 | 0 | 0 | 0 | 0 | 0 | 0 | 0 | 0 | 0 | 0 | 0 | 0 | 0 | 0 | 0 | 0 | 0
60.2a | Options to reduce outage | [20 empty] | 0 | 0 | 0 | 0 | 0 | 0 | 0 | 0 | 0 | 0 | 0 | 0 | 0 | 0 | 0 | 0 | 0 | 0 | 0 | 0 | 0 | 0 | 0 | 0 | 0 | 0 | 0 | 0 | 0 | 0 | 0 | 0 | 0 | 0 | 0 | 0 | 0 | 0 | 0 | 0 | 0 | 0 | 0 | 0 | 0 | 0 | 0 | 0 | 0 | 0 | 0 | 0 | 0 | 0 | 0 | 0 | 0 | 0 | 0 | 0 | 0 | 0 | 0 | 0 | 0 | 0 | 0 | 0 | 0 | 0 | 0 | 0 | 0 | 0 | 0 | 0 | 0 | 0 | 0 | 0 | 0 | 0 | 0 | 0 | 0 | 0 | 0 | 0 | 0 | 0 | 0 | 0 | 0 | 0 | 0 | 0 | 0 | 0 | 0 | 0 | 0 | 0 | 0 | 0
61a | CUSTOMER SIDE | bar: 1 Year 1 to 80 Year 80
61.1a | Options to change volume delivered to measured non households | [20 empty] | 0 | 0 | 0 | 0 | 0 | 0 | 0 | 0 | 0 | 0 | 0 | 0 | 0 | 0 | 0 | 0 | 0 | 0 | 0 | 0 | 0 | 0 | 0 | 0 | 0 | 0 | 0 | 0 | 0 | 0 | 0 | 0 | 0 | 0 | 0 | 0 | 0 | 0 | 0 | 0 | 0 | 0 | 0 | 0 | 0 | 0 | 0 | 0 | 0 | 0 | 0 | 0 | 0 | 0 | 0 | 0 | 0 | 0 | 0 | 0 | 0 | 0 | 0 | 0 | 0 | 0 | 0 | 0 | 0 | 0 | 0 | 0 | 0 | 0 | 0 | 0 | 0 | 0 | 0 | 0 | 0 | 0 | 0 | 0 | 0 | 0 | 0 | 0 | 0 | 0 | 0 | 0 | 0 | 0 | 0 | 0 | 0 | 0 | 0 | 0 | 0 | 0 | 0 | 0
61.2a | Options to change volume delivered to unmeasured non households | [20 empty] | 0 | 0 | 0 | 0 | 0 | 0 | 0 | 0 | 0 | 0 | 0 | 0 | 0 | 0 | 0 | 0 | 0 | 0 | 0 | 0 | 0 | 0 | 0 | 0 | 0 | 0 | 0 | 0 | 0 | 0 | 0 | 0 | 0 | 0 | 0 | 0 | 0 | 0 | 0 | 0 | 0 | 0 | 0 | 0 | 0 | 0 | 0 | 0 | 0 | 0 | 0 | 0 | 0 | 0 | 0 | 0 | 0 | 0 | 0 | 0 | 0 | 0 | 0 | 0 | 0 | 0 | 0 | 0 | 0 | 0 | 0 | 0 | 0 | 0 | 0 | 0 | 0 | 0 | 0 | 0 | 0 | 0 | 0 | 0 | 0 | 0 | 0 | 0 | 0 | 0 | 0 | 0 | 0 | 0 | 0 | 0 | 0 | 0 | 0 | 0 | 0 | 0 | 0 | 0
61.3a | Options to change volume delivered to measured households | [20 empty] | 0 | 0 | 0 | 0 | 0 | 0 | 0 | 0 | 0 | 0 | 0 | 0 | 0 | 0 | 0 | 0 | 0 | 0 | 0 | 0 | 0 | 0 | 0 | 0 | 0 | 0 | 0 | 0 | 0 | 0 | 0 | 0 | 0 | 0 | 0 | 0 | 0 | 0 | 0 | 0 | 0 | 0 | 0 | 0 | 0 | 0 | 0 | 0 | 0 | 0 | 0 | 0 | 0 | 0 | 0 | 0 | 0 | 0 | 0 | 0 | 0 | 0 | 0 | 0 | 0 | 0 | 0 | 0 | 0 | 0 | 0 | 0 | 0 | 0 | 0 | 0 | 0 | 0 | 0 | 0 | 0 | 0 | 0 | 0 | 0 | 0 | 0 | 0 | 0 | 0 | 0 | 0 | 0 | 0 | 0 | 0 | 0 | 0 | 0 | 0 | 0 | 0 | 0 | 0
61.4a | Options to change volume delivered to unmeasured households | [20 empty] | 0 | 0 | 0 | 0 | 0 | 0 | 0 | 0 | 0 | 0 | 0 | 0 | 0 | 0 | 0 | 0 | 0 | 0 | 0 | 0 | 0 | 0 | 0 | 0 | 0 | 0 | 0 | 0 | 0 | 0 | 0 | 0 | 0 | 0 | 0 | 0 | 0 | 0 | 0 | 0 | 0 | 0 | 0 | 0 | 0 | 0 | 0 | 0 | 0 | 0 | 0 | 0 | 0 | 0 | 0 | 0 | 0 | 0 | 0 | 0 | 0 | 0 | 0 | 0 | 0 | 0 | 0 | 0 | 0 | 0 | 0 | 0 | 0 | 0 | 0 | 0 | 0 | 0 | 0 | 0 | 0 | 0 | 0 | 0 | 0 | 0 | 0 | 0 | 0 | 0 | 0 | 0 | 0 | 0 | 0 | 0 | 0 | 0 | 0 | 0 | 0 | 0 | 0 | 0
61.5a | Options to reduce water taken unbilled | [20 empty] | 0 | 0 | 0 | 0 | 0 | 0 | 0 | 0 | 0 | 0 | 0 | 0 | 0 | 0 | 0 | 0 | 0 | 0 | 0 | 0 | 0 | 0 | 0 | 0 | 0 | 0 | 0 | 0 | 0 | 0 | 0 | 0 | 0 | 0 | 0 | 0 | 0 | 0 | 0 | 0 | 0 | 0 | 0 | 0 | 0 | 0 | 0 | 0 | 0 | 0 | 0 | 0 | 0 | 0 | 0 | 0 | 0 | 0 | 0 | 0 | 0 | 0 | 0 | 0 | 0 | 0 | 0 | 0 | 0 | 0 | 0 | 0 | 0 | 0 | 0 | 0 | 0 | 0 | 0 | 0 | 0 | 0 | 0 | 0 | 0 | 0 | 0 | 0 | 0 | 0 | 0 | 0 | 0 | 0 | 0 | 0 | 0 | 0 | 0 | 0 | 0 | 0 | 0 | 0
61.6a | Options impacting on measured Non Household - USPL | [20 empty] | 0 | 0 | 0 | 0 | 0 | 0 | 0 | 0 | 0 | 0 | 0 | 0 | 0 | 0 | 0 | 0 | 0 | 0 | 0 | 0 | 0 | 0 | 0 | 0 | 0 | 0 | 0 | 0 | 0 | 0 | 0 | 0 | 0 | 0 | 0 | 0 | 0 | 0 | 0 | 0 | 0 | 0 | 0 | 0 | 0 | 0 | 0 | 0 | 0 | 0 | 0 | 0 | 0 | 0 | 0 | 0 | 0 | 0 | 0 | 0 | 0 | 0 | 0 | 0 | 0 | 0 | 0 | 0 | 0 | 0 | 0 | 0 | 0 | 0 | 0 | 0 | 0 | 0 | 0 | 0 | 0 | 0 | 0 | 0 | 0 | 0 | 0 | 0 | 0 | 0 | 0 | 0 | 0 | 0 | 0 | 0 | 0 | 0 | 0 | 0 | 0 | 0 | 0 | 0
61.7a | Options impacting on unmeasured Non Household - USPL | [20 empty] | 0 | 0 | 0 | 0 | 0 | 0 | 0 | 0 | 0 | 0 | 0 | 0 | 0 | 0 | 0 | 0 | 0 | 0 | 0 | 0 | 0 | 0 | 0 | 0 | 0 | 0 | 0 | 0 | 0 | 0 | 0 | 0 | 0 | 0 | 0 | 0 | 0 | 0 | 0 | 0 | 0 | 0 | 0 | 0 | 0 | 0 | 0 | 0 | 0 | 0 | 0 | 0 | 0 | 0 | 0 | 0 | 0 | 0 | 0 | 0 | 0 | 0 | 0 | 0 | 0 | 0 | 0 | 0 | 0 | 0 | 0 | 0 | 0 | 0 | 0 | 0 | 0 | 0 | 0 | 0 | 0 | 0 | 0 | 0 | 0 | 0 | 0 | 0 | 0 | 0 | 0 | 0 | 0 | 0 | 0 | 0 | 0 | 0 | 0 | 0 | 0 | 0 | 0 | 0
61.8a | Options impacting on measured Household - USPL | [20 empty] | 0 | 0 | 0 | 0 | 0 | 0 | 0 | 0 | 0 | 0 | 0 | 0 | 0 | 0 | 0 | 0 | 0 | 0 | 0 | 0 | 0 | 0 | 0 | 0 | 0 | 0 | 0 | 0 | 0 | 0 | 0 | 0 | 0 | 0 | 0 | 0 | 0 | 0 | 0 | 0 | 0 | 0 | 0 | 0 | 0 | 0 | 0 | 0 | 0 | 0 | 0 | 0 | 0 | 0 | 0 | 0 | 0 | 0 | 0 | 0 | 0 | 0 | 0 | 0 | 0 | 0 | 0 | 0 | 0 | 0 | 0 | 0 | 0 | 0 | 0 | 0 | 0 | 0 | 0 | 0 | 0 | 0 | 0 | 0 | 0 | 0 | 0 | 0 | 0 | 0 | 0 | 0 | 0 | 0 | 0 | 0 | 0 | 0 | 0 | 0 | 0 | 0 | 0 | 0
61.9a | Options impacting on unmeasured Household - USPL | [20 empty] | 0 | 0 | 0 | 0 | 0 | 0 | 0 | 0 | 0 | 0 | 0 | 0 | 0 | 0 | 0 | 0 | 0 | 0 | 0 | 0 | 0 | 0 | 0 | 0 | 0 | 0 | 0 | 0 | 0 | 0 | 0 | 0 | 0 | 0 | 0 | 0 | 0 | 0 | 0 | 0 | 0 | 0 | 0 | 0 | 0 | 0 | 0 | 0 | 0 | 0 | 0 | 0 | 0 | 0 | 0 | 0 | 0 | 0 | 0 | 0 | 0 | 0 | 0 | 0 | 0 | 0 | 0 | 0 | 0 | 0 | 0 | 0 | 0 | 0 | 0 | 0 | 0 | 0 | 0 | 0 | 0 | 0 | 0 | 0 | 0 | 0 | 0 | 0 | 0 | 0 | 0 | 0 | 0 | 0 | 0 | 0 | 0 | 0 | 0 | 0 | 0 | 0 | 0 | 0
61.10a | Options impacting on Void properties - USPL | [20 empty] | 0 | 0 | 0 | 0 | 0 | 0 | 0 | 0 | 0 | 0 | 0 | 0 | 0 | 0 | 0 | 0 | 0 | 0 | 0 | 0 | 0 | 0 | 0 | 0 | 0 | 0 | 0 | 0 | 0 | 0 | 0 | 0 | 0 | 0 | 0 | 0 | 0 | 0 | 0 | 0 | 0 | 0 | 0 | 0 | 0 | 0 | 0 | 0 | 0 | 0 | 0 | 0 | 0 | 0 | 0 | 0 | 0 | 0 | 0 | 0 | 0 | 0 | 0 | 0 | 0 | 0 | 0 | 0 | 0 | 0 | 0 | 0 | 0 | 0 | 0 | 0 | 0 | 0 | 0 | 0 | 0 | 0 | 0 | 0 | 0 | 0 | 0 | 0 | 0 | 0 | 0 | 0 | 0 | 0 | 0 | 0 | 0 | 0 | 0 | 0 | 0 | 0 | 0 | 0
RZCOSTSHERE
| Company: | Dŵr Cymru Welsh Water
| Resource Zone Name: | SEWCUS
| Resource Zone Number: | 8121
| Planning Scenario Name: | Dry Year Annual Average
| Chosen Level of Service: | 1 in 20
Start dates | Option Categories
2020-21 | Aquifer recharge
2021-22 | Bulk supply
2022-23 | Conjunctive use
2023-24 | Desalination
2024-25 | Effluent reuse
2025-26 | GW enhancement
2026-27 | GW new
2027-28 | Reservoir enlargement
2028-29 | New reservoir
2029-30 | SW enhancement
2030-31 | SW new
2031-32
2032-33
2033-34 | Active leakage management
2034-35 | Mains repair
2035-36 | Mains replacement (not trunk mains)
2036-37 | Pressure management
2037-38 | Other leakage control
2038-39 | Trunk mains renewal
2039-40 | Pumps
2040-41 | Service reservoir
2041-42
2042-43
2043-44 | Water treatment works loss recovery
2044-45 | Water treatment works capacity increase
Cistern displacement device
Household water audit
Commercial water audit
Customer education / awareness
Other water efficiency
Metering optants
Metering change of occupancy
Metering compulsory
Metering other selective
Supply pipe repairs / replacement
Outdoor water efficiency devices
Retrofitting indoor water efficiency devices
Alternative tariffs
Collaborative R&D
Note on DW1: Author: At year 126 this drops to 2%
Note on V2: The original formulae assumed 80 whatever number was put here. The formulae in this sheet will take account of the number.
Note on X2: Cells X2:CY2 contain a factor to calculate NPV based on variable discount rate - please do not adjust
Note on CY2: Formula can be copied across to the right if appraisal period extends beyond 80 years

## 6. Preferred (Scenario Yr)
Table 6: Preferred list of water management options
DRY YEAR PLANNED GAINS IN WAFU OR SAVINGS IN DEMAND (Ml/d) - TO BE COMPLETED FOR ALL PREFERRED OPTIONS (WAFU gains for each year are individual year gains and not cumulative gains)
Row Ref | Option Name [Insert / delete non-numbered lines to suit] | Option Reference No. | Unit | Decimal places | 2015-16 | For info 2017-18 | For info 2018-19 | For info 2019- | 2020-21 | 2021-22 | 2022-23 | 2023-24 | 2024-25 | 2025-26 | 2026-27 | 2027-28 | 2028-29 | 2029-30 | 2030-31 | 2031-32 | 2032-33 | 2033-34 | 2034-35 | 2035-36 | 2036-37 | 2037-38 | 2038-39 | 2039-40 | 2040-41 | 2041-42 | 2042-43 | 2043-44 | 2044-45
58 | Resource Management | - | Ml/d | 2 | 0 | 0 | 0 | 0 | 0 | 0 | 0 | 0 | 0 | 0 | 0 | 0 | 0 | 0 | 0 | 0 | 0 | 0 | 0 | 0 | 0 | 0 | 0 | 0 | 0 | 0 | 0 | 0 | 0
58.1 | Increase raw water abstractions | - | Ml/d | 2 | 0 | 0 | 0 | 0 | 0 | 0 | 0 | 0 | 0 | 0 | 0 | 0 | 0 | 0 | 0 | 0 | 0 | 0 | 0 | 0 | 0 | 0 | 0 | 0 | 0 | 0 | 0 | 0 | 0
- |  |  | Ml/d | 2
- | (insert row above) | - | - |  | - | - | - | - | bar: 2020-21 to 2044-45
58.2 | Raw water imports | - | Ml/d | 2 | 0 | 0 | 0 | 0 | 0 | 0 | 0 | 0 | 0 | 0 | 0 | 0 | 0 | 0 | 0 | 0 | 0 | 0 | 0 | 0 | 0 | 0 | 0 | 0 | 0 | 0 | 0 | 0 | 0
- |  |  | Ml/d | 2
- | (insert row above) | - | - |  | - | - | - | - | bar: 2020-21 to 2044-45
58.3 | Potable water Imports (input reductions as -ve) | - | Ml/d | 2 | 0 | 0 | 0 | 0 | 0 | 0 | 0 | 0 | 0 | 0 | 0 | 0 | 0 | 0 | 0 | 0 | 0 | 0 | 0 | 0 | 0 | 0 | 0 | 0 | 0 | 0 | 0 | 0 | 0
- |  |  | Ml/d | 2
- | (insert row above) | - | - |  | - | - | - | - | bar: 2020-21 to 2044-45
58.4 | Reduce raw water losses and operational use (input as -ve) | - | Ml/d | 2 | 0 | 0 | 0 | 0 | 0 | 0 | 0 | 0 | 0 | 0 | 0 | 0 | 0 | 0 | 0 | 0 | 0 | 0 | 0 | 0 | 0 | 0 | 0 | 0 | 0 | 0 | 0 | 0 | 0
- |  |  | Ml/d | 2
- | (insert row above) | - | - |  | - | - | - | - | bar: 2020-21 to 2044-45
58.5 | Reduced raw water export (including non potable supplies) |  | Ml/d | 2 | 0 | 0 | 0 | 0 | 0 | 0 | 0 | 0 | 0 | 0 | 0 | 0 | 0 | 0 | 0 | 0 | 0 | 0 | 0 | 0 | 0 | 0 | 0 | 0 | 0 | 0 | 0 | 0 | 0
58.51 | Reduce raw water exports (input as -ve) | - | Ml/d | 2 | 0 | 0 | 0 | 0 | 0 | 0 | 0 | 0 | 0 | 0 | 0 | 0 | 0 | 0 | 0 | 0 | 0 | 0 | 0 | 0 | 0 | 0 | 0 | 0 | 0 | 0 | 0 | 0 | 0
- |  |  | Ml/d | 2
- | (insert row above) | - | - |  | - | - | - | - | bar: 2020-21 to 2044-45
58.52 | Reduce non potable supplies (input as -ve) | - | Ml/d | 2 | 0 | 0 | 0 | 0 | 0 | 0 | 0 | 0 | 0 | 0 | 0 | 0 | 0 | 0 | 0 | 0 | 0 | 0 | 0 | 0 | 0 | 0 | 0 | 0 | 0 | 0 | 0 | 0 | 0
- |  |  | Ml/d | 2
- | (insert row above) | - | - |  | - | - | - | - | bar: 2020-21 to 2044-45
58.6 | Reduce potable water exports (input as -ve) | - | Ml/d |  | 0 | 0 | 0 | 0 | 0 | 0 | 0 | 0 | 0 | 0 | 0 | 0 | 0 | 0 | 0 | 0 | 0 | 0 | 0 | 0 | 0 | 0 | 0 | 0 | 0 | 0 | 0 | 0 | 0
- |  |  | Ml/d | 2
- | (insert row above) | - | - |  | - | - | - | - | bar: 2020-21 to 2044-45
58.7 | Other options to increase deployable output | - | Ml/d |  | 0 | 0 | 0 | 0 | 0 | 0 | 0 | 0 | 0 | 0 | 0 | 0 | 0 | 0 | 0 | 0 | 0 | 0 | 0 | 0 | 0 | 0 | 0 | 0 | 0 | 0 | 0 | 0 | 0
- |  |  | Ml/d | 2
- | (insert row above) | - | - |  | - | - | - | - | bar: 2020-21 to 2044-45
59 | Distribution Side Management | - |  |  | 0 | 0 | 0 | 0 | 0 | 0 | 0 | 0 | 0 | 0 | 0 | 0 | 0 | 0 | 0 | 0 | 0 | 0 | 0 | 0 | 0 | 0 | 0 | 0 | 0 | 0 | 0 | 0 | 0
59.1 | Reduce distribution losses (input as -ve) | - | Ml/d | 2 | 0 | 0 | 0 | 0 | 0 | 0 | 0 | 0 | 0 | 0 | 0 | 0 | 0 | 0 | 0 | 0 | 0 | 0 | 0 | 0 | 0 | 0 | 0 | 0 | 0 | 0 | 0 | 0 | 0
|  |  | Ml/d | 2
- | (insert row above) | - | - |  | - | - | - | - | bar: 2020-21 to 2044-45
59.2 | Reduce distribution system operational use (DSOU) (input as -ve) | - | Ml/d | 2 | 0 | 0 | 0 | 0 | 0 | 0 | 0 | 0 | 0 | 0 | 0 | 0 | 0 | 0 | 0 | 0 | 0 | 0 | 0 | 0 | 0 | 0 | 0 | 0 | 0 | 0 | 0 | 0 | 0
- |  |  | Ml/d | 2
- | (insert row above) | - | - |  | - | - | - | - | bar: 2020-21 to 2044-45
60 | Production Side Management, Specify Below.... | - |  | 2 | 0 | 0 | 0 | 0 | 0 | 0 | 0 | 0 | 0 | 0 | 0 | 0 | 0 | 0 | 0 | 0 | 0 | 0 | 0 | 0 | 0 | 0 | 0 | 0 | 0 | 0 | 0 | 0 | 0
60.1 | Reduce treatment works losses (input as -ve) | - | Ml/d | 2 | 0 | 0 | 0 | 0 | 0 | 0 | 0 | 0 | 0 | 0 | 0 | 0 | 0 | 0 | 0 | 0 | 0 | 0 | 0 | 0 | 0 | 0 | 0 | 0 | 0 | 0 | 0 | 0 | 0
- |  |  | Ml/d | 2
- | (insert row above) | - | - |  | - | - | - | - | bar: 2020-21 to 2044-45
60.2 | Reduce outages (input as -ve) | - | Ml/d | 2 | 0 | 0 | 0 | 0 | 0 | 0 | 0 | 0 | 0 | 0 | 0 | 0 | 0 | 0 | 0 | 0 | 0 | 0 | 0 | 0 | 0 | 0 | 0 | 0 | 0 | 0 | 0 | 0 | 0
- |  |  | Ml/d | 2
- | (insert row above) | - | - |  | - | - | - | - | bar: 2020-21 to 2044-45
61 | Customer Side Management | - |  | 2 | 0 | 0 | 0 | 0 | 0 | 0 | 0 | 0 | 0 | 0 | 0 | 0 | 0 | 0 | 0 | 0 | 0 | 0 | 0 | 0 | 0 | 0 | 0 | 0 | 0 | 0 | 0 | 0 | 0
61.1 | Change volume delivered to measured non households (input reductions as -ve) | - | Ml/d | 2 | 0 | 0 | 0 | 0 | 0 | 0 | 0 | 0 | 0 | 0 | 0 | 0 | 0 | 0 | 0 | 0 | 0 | 0 | 0 | 0 | 0 | 0 | 0 | 0 | 0 | 0 | 0 | 0 | 0
- |  |  | Ml/d | 2
- | (insert row above) | - | - |  | - | - | - | - | bar: 2020-21 to 2044-45
61.2 | Change volume delivered to unmeasured non households (input reductions as -ve) | - | Ml/d | 2 | 0 | 0 | 0 | 0 | 0 | 0 | 0 | 0 | 0 | 0 | 0 | 0 | 0 | 0 | 0 | 0 | 0 | 0 | 0 | 0 | 0 | 0 | 0 | 0 | 0 | 0 | 0 | 0 | 0
- |  |  | Ml/d | 2
- | (insert row above) | - | - |  | - | - | - | - | bar: 2020-21 to 2044-45
61.3 | Change volume delivered to measured households (input reductions as -ve) | - | Ml/d | 2 | 0 | 0 | 0 | 0 | 0 | 0 | 0 | 0 | 0 | 0 | 0 | 0 | 0 | 0 | 0 | 0 | 0 | 0 | 0 | 0 | 0 | 0 | 0 | 0 | 0 | 0 | 0 | 0 | 0
|  |  | Ml/d | 2
- | (insert row above) | - | - |  | - | - | - | - | bar: 2020-21 to 2044-45
61.4 | Change volume delivered to unmeasured households (input reductions as -ve) | - | Ml/d | 2 | 0 | 0 | 0 | 0 | 0 | 0 | 0 | 0 | 0 | 0 | 0 | 0 | 0 | 0 | 0 | 0 | 0 | 0 | 0 | 0 | 0 | 0 | 0 | 0 | 0 | 0 | 0 | 0 | 0
- |  |  | Ml/d | 2
- | (insert row above) | - | - |  | - | - | - | - | bar: 2020-21 to 2044-45
61.5 | Options to reduce water taken unbilled (input as -ve) | - | Ml/d | 2 | 0 | 0 | 0 | 0 | 0 | 0 | 0 | 0 | 0 | 0 | 0 | 0 | 0 | 0 | 0 | 0 | 0 | 0 | 0 | 0 | 0 | 0 | 0 | 0 | 0 | 0 | 0 | 0 | 0
- |  |  | Ml/d | 2
- | (insert row above) | - | - |  | - | - | - | - | bar: 2020-21 to 2044-45
61.6 | Options impacting on measured Non Household - USPL (input reductions as -ve) |  | l/pr | 2 | 0 | 0 | 0 | 0 | 0 | 0 | 0 | 0 | 0 | 0 | 0 | 0 | 0 | 0 | 0 | 0 | 0 | 0 | 0 | 0 | 0 | 0 | 0 | 0 | 0 | 0 | 0 | 0 | 0
- |  |  | Ml/d | 2
- | (insert row above) | - | - |  | - | - | - | - | bar: 2020-21 to 2044-45
61.7 | Options impacting on unmeasured Non Household - USPL (input reductions as -ve) |  | l/pr | 2 | 0 | 0 | 0 | 0 | 0 | 0 | 0 | 0 | 0 | 0 | 0 | 0 | 0 | 0 | 0 | 0 | 0 | 0 | 0 | 0 | 0 | 0 | 0 | 0 | 0 | 0 | 0 | 0 | 0
- |  |  | Ml/d | 2
- | (insert row above) | - | - |  | - | - | - | - | bar: 2020-21 to 2044-45
61.8 | Options impacting on measured Household - USPL (input reductions as -ve) |  | l/pr | 2 | 0 | 0 | 0 | 0 | 0 | 0 | 0 | 0 | 0 | 0 | 0 | 0 | 0 | 0 | 0 | 0 | 0 | 0 | 0 | 0 | 0 | 0 | 0 | 0 | 0 | 0 | 0 | 0 | 0
- |  |  | Ml/d | 2
- | (insert row above) | - | - |  | - | - | - | - | bar: 2020-21 to 2044-45
61.9 | Options impacting on unmeasured Household - USPL (input reductions as -ve) |  | l/pr | 2 | 0 | 0 | 0 | 0 | 0 | 0 | 0 | 0 | 0 | 0 | 0 | 0 | 0 | 0 | 0 | 0 | 0 | 0 | 0 | 0 | 0 | 0 | 0 | 0 | 0 | 0 | 0 | 0 | 0
- |  |  | Ml/d | 2
- | (insert row above) | - | - |  | - | - | - | - | bar: 2020-21 to 2044-45
61.1 | Options impacting on Void properties - USPL (input reductions as -ve) |  | l/pr | 2 | 0 | 0 | 0 | 0 | 0 | 0 | 0 | 0 | 0 | 0 | 0 | 0 | 0 | 0 | 0 | 0 | 0 | 0 | 0 | 0 | 0 | 0 | 0 | 0 | 0 | 0 | 0 | 0 | 0
- |  |  | Ml/d | 2
- | (insert row above) | - | - |  | - | - | - | - | bar: 2020-21 to 2044-45
| Company: | Dŵr Cymru Welsh Water
| Resource Zone Name: | SEWCUS
| Resource Zone Number: | 8121
| Planning Scenario Name: | Dry Year Annual Average
| Chosen Level of Service: | 1 in 20

## 7. FP Supply
Table 7: Final planning water supply
| Row Ref | Component | Derivation | Unit | Decimal places | 2015-16 | For info 2017-18 | For info 2018-19 | For info 2019- | 2020-21 | 2021-22 | 2022-23 | 2023-24 | 2024-25 | 2025-26 | 2026-27 | 2027-28 | 2028-29 | 2029-30 | 2030-31 | 2031-32 | 2032-33 | 2033-34 | 2034-35 | 2035-36 | 2036-37 | 2037-38 | 2038-39 | 2039-40 | 2040-41 | 2041-42 | 2042-43 | 2043-44 | 2044-45 | 2045-46 | 2046-47 | 2047-48 | 2048-49 | 2049-50
Resources | 1FP | Raw Water Abstracted | 1BL | Ml/d | 2 | 386.5507 | 384.1175 | 383.5175 | 382.984 | 379.8512 | 375.4195 | 371.5696 | 366.7953 | 363.406 | 361.8038 | 358.7684 | 357.0803 | 354.4385 | 351.7616 | 347.16 | 342.4992 | 337.7972 | 333.0693 | 328.3165 | 324.5179 | 320.701 | 316.8686 | 313.0182 | 309.1583 | 305.2883 | 301.4095 | 297.5239 | 293.6327 | 289.7361 | 285.8391 | 281.9402 | 278.0381 | 274.1336 | 270.2275
| 2FP | Raw Water Imported | 2BL+ (6. Preferred scenario ref 58.2) | Ml/d | 2 | 0 | 0 | 0 | 0 | 0 | 0 | 0 | 0 | 0 | 0 | 0 | 0 | 0 | 0 | 0 | 0 | 0 | 0 | 0 | 0 | 0 | 0 | 0 | 0 | 0 | 0 | 0 | 0 | 0 | 0 | 0 | 0 | 0 | 0
| - | - | - | - | 2 | - | - | - | - | bar: 2020-21 to 2049-50
| - | - | - | - | 2 | - | - | - | - | bar: 2020-21 to 2049-50
| - | - | - | - | 2 | - | - | - | - | bar: 2020-21 to 2049-50
| 3FP | Potable Water Imported | 3BL+ (6. Preferred scenario ref 58.3) | Ml/d | 2 | 12.03 | 12.03 | 12.03 | 12.03 | 12.03 | 12.03 | 12.03 | 12.03 | 12.03 | 12.03 | 12.03 | 12.03 | 12.03 | 12.03 | 12.03 | 12.03 | 12.03 | 12.03 | 12.03 | 12.03 | 12.03 | 12.03 | 12.03 | 12.03 | 12.03 | 12.03 | 12.03 | 12.03 | 12.03 | 12.03 | 12.03 | 12.03 | 12.03 | 12.03
| - | - | - | - | 2 | - | - | - | - | bar: 2020-21 to 2049-50
| - | - | - | - | 2 | - | - | - | - | bar: 2020-21 to 2049-50
| - | - | - | - | 2 | - | - | - | - | bar: 2020-21 to 2049-50
| - | - | - | - | 2 | - | - | - | - | bar: 2020-21 to 2049-50
Resource (and process) losses | 5FP | Raw Water Exported (raw exports and non potable uses) | 5BL+ (6. Preferred scenario ref 58.5) | Ml/d | 2 | 0 | 0 | 0 | 0 | 0 | 0 | 0 | 0 | 0 | 0 | 0 | 0 | 0 | 0 | 0 | 0 | 0 | 0 | 0 | 0 | 0 | 0 | 0 | 0 | 0 | 0 | 0 | 0 | 0 | 0 | 0 | 0 | 0 | 0
| - | - | - | - | 2 | - | - | - | - | bar: 2020-21 to 2049-50
| - | - | - | - | 2 | - | - | - | - | bar: 2020-21 to 2049-50
| - | - | - | - | 2 | - | - | - | - | bar: 2020-21 to 2049-50
| 6FP | Potable Water Exported | 6BL+ (6. Preferred scenario ref 58.6) | Ml/d | 2 | 0 | 0 | 0 | 0 | 0 | 0 | 0 | 0 | 0 | 0 | 0 | 0 | 0 | 0 | 0 | 0 | 0 | 0 | 0 | 0 | 0 | 0 | 0 | 0 | 0 | 0 | 0 | 0 | 0 | 0 | 0 | 0 | 0 | 0
| - | - | - | - | 2 | - | - | - | - | bar: 2020-21 to 2049-50
| - | - | - | - | 2 | - | - | - | - | bar: 2020-21 to 2049-50
| - | - | - | - | 2 | - | - | - | - | bar: 2020-21 to 2049-50
| 7FP | Deployable Output | 7BL+ 8BL+ (6. Preferred scenario ref 58.7) + (6. Preferred scenario ref 58.1) |  | 2 | 422.494 | 422.0761 | 421.6582 | 421.2403 | 420.8224 | 420.4045 | 419.9866 | 419.5687 | 419.1508 | 418.7329 | 418.315 | 417.8971 | 417.4792 | 417.0613 | 416.7478 | 416.6434 | 416.5389 | 416.4344 | 416.3299 | 416.2255 | 416.121 | 416.0165 | 415.912 | 415.8075 | 415.7031 | 415.5986 | 415.4941 | 415.3896 | 415.2852 | 415.1807 | 415.0762 | 414.9717 | 414.8673 | 414.7628
| - | - | - | - | 2 | bar: 2020-21 to 2049-50
| - | - | - | - | 2 | - | - | - | - | bar: 2020-21 to 2049-50
| - | - | - | - | 2 | - | - | - | - | bar: 2020-21 to 2049-50
| - | - | - | - | 2 | - | - | - | - | bar: 2020-21 to 2049-50
| - | - | - | - | 2 | - | - | - | - | bar: 2020-21 to 2049-50
| 9FP | Raw water losses, treatment works losses and operational use | 9BL+ (6. Preferred scenario ref 60.1)+(6. Preferred scenario ref 58.4) | Ml/d | 2 | 10.6756 | 17.1944 | 17.1816 | 17.1689 | 17.1562 | 17.1435 | 17.1308 | 17.1181 | 17.1054 | 17.0927 | 17.08 | 17.0673 | 17.0546 | 17.0419 | 17.0324 | 17.0292 | 17.026 | 17.0229 | 17.0197 | 17.0165 | 17.0133 | 17.0101 | 17.007 | 17.0038 | 17.0006 | 16.9974 | 16.9943 | 16.9911 | 16.9879 | 16.9847 | 16.9816 | 16.9784 | 16.9752 | 16.972
| 10FP | Outage allowance | 10BL+ (6. Preferred scenario ref 60.2) | Ml/d | 2 | 10.2513 | 17.4585 | 17.4412 | 17.4239 | 17.4066 | 17.3893 | 17.3721 | 17.3548 | 17.3375 | 17.3202 | 17.3029 | 17.2856 | 17.2683 | 17.2511 | 17.2381 | 17.2338 | 17.2295 | 17.2251 | 17.2208 | 17.2165 | 17.2122 | 17.2078 | 17.2035 | 17.1992 | 17.1949 | 17.1906 | 17.1862 | 17.1819 | 17.1776 | 17.1733 | 17.169 | 17.1646 | 17.1603 | 17.156
|  | Company: | Dŵr Cymru Welsh Water
|  | Resource Zone Name: | SEWCUS
|  | Resource Zone Number: | 8121
|  | Planning Scenario Name: | Dry Year Annual Average
|  | Chosen Level of Service: | 1 in 20
Note on E3: Author: 58.1 has been added into 7FP Deployable Ouput calculations to ensure that it is reflected in final supply-demand balance calculations. Please ensure that you do not double count increases to raw water abstractions and increases to deployable output

## 8. FP Demand
Table 8: Final planning water demand
| Row Ref | Component | Derivation / Impact of preferred options | Unit | Decimal places | 2015-16 | For info 2017-18 | For info 2018-19 | For info 2019- | 2020-21 | 2021-22 | 2022-23 | 2023-24 | 2024-25 | 2025-26 | 2026-27 | 2027-28 | 2028-29 | 2029-30 | 2030-31 | 2031-32 | 2032-33 | 2033-34 | 2034-35 | 2035-36 | 2036-37 | 2037-38 | 2038-39 | 2039-40 | 2040-41 | 2041-42 | 2042-43 | 2043-44 | 2044-45 | 2045-46 | 2046-47 | 2047-48 | 2048-49 | 2049-50
Consumption | 19FP | Water Delivered Measured Non Household | Calculated BL+Preferred options | Ml/d | 2 | 64.0915 | 64.6003 | 64.7914 | 64.8672 | 65.0592 | 65.329 | 64.8081 | 64.7494 | 64.6895 | 64.6316 | 64.5747 | 64.5166 | 64.4602 | 64.4038 | 64.3478 | 64.2917 | 64.2356 | 64.1795 | 64.1233 | 64.0703 | 64.0172 | 63.9641 | 63.911 | 63.8579 | 63.8048 | 63.7516 | 63.6985 | 63.6454 | 63.5923 | 63.5413 | 63.4904 | 63.4395 | 63.3887 | 63.3379
| 20FP | Water Delivered Unmeasured Non Household | Calculated BL+Preferred options | Ml/d | 2 | 1.5132 | 1.398 | 1.3453 | 1.2954 | 1.248 | 1.2028 | 1.1598 | 1.1187 | 1.0794 | 1.0418 | 1.0058 | 0.97129 | 0.93818 | 0.9064 | 0.87589 | 0.84657 | 0.81838 | 0.79127 | 0.76519 | 0.74009 | 0.71594 | 0.69267 | 0.67027 | 0.64868 | 0.62787 | 0.60782 | 0.58849 | 0.56985 | 0.55187 | 0.53453 | 0.51781 | 0.50167 | 0.48609 | 0.47107
| 21FP | Water Delivered Measured Household | Calculated BL+Preferred options | Ml/d | 2 | 48.7253 | 56.7739 | 59.7236 | 62.6142 | 65.0585 | 67.0169 | 69.358 | 71.1561 | 73.363 | 76.0106 | 78.0629 | 80.6329 | 82.5897 | 84.4683 | 85.6224 | 86.6443 | 87.5519 | 88.3528 | 89.0488 | 89.6473 | 90.1479 | 90.5528 | 90.8629 | 91.0842 | 91.2207 | 91.2722 | 91.241 | 91.1301 | 90.9417 | 90.6791 | 90.3453 | 89.9395 | 89.4633 | 88.9186
| 22FP | Water Delivered Unmeasured Household | Calculated BL+Preferred options | Ml/d | 2 | 165.007 | 161.1915 | 158.6776 | 156.1841 | 152.739 | 148.4039 | 145.0585 | 140.8687 | 137.6569 | 135.3906 | 132.2857 | 130.0118 | 126.9172 | 123.8655 | 120.0848 | 116.3621 | 112.7127 | 109.1439 | 105.6549 | 102.2561 | 98.9369 | 95.6981 | 92.5363 | 89.4541 | 86.4469 | 83.516 | 80.6614 | 77.8807 | 75.1722 | 72.5354 | 69.9676 | 67.4685 | 65.0377 | 62.6738
| 23FP | Measured Non Household - Consumption | 19FP-34FP | Ml/d | 2 | 63.4187 | 63.9214 | 64.1097 | 64.1828 | 64.3722 | 64.6395 | 64.1163 | 64.0553 | 63.9932 | 63.9331 | 63.8741 | 63.8141 | 63.7557 | 63.6974 | 63.6396 | 63.5817 | 63.5239 | 63.4661 | 63.4083 | 63.3536 | 63.299 | 63.2444 | 63.1898 | 63.1352 | 63.0806 | 63.0261 | 62.9716 | 62.9172 | 62.8627 | 62.8105 | 62.7583 | 62.7062 | 62.6541 | 62.6021
| 24FP | Unmeasured Non Household - Consumption | 20FP-35FP | Ml/d | 2 | 1.4177 | 1.3084 | 1.2585 | 1.2112 | 1.1664 | 1.1238 | 1.0832 | 1.0445 | 1.0075 | 0.97214 | 0.9383 | 0.90587 | 0.87479 | 0.84499 | 0.81638 | 0.7889 | 0.7625 | 0.73713 | 0.71273 | 0.68926 | 0.66668 | 0.64495 | 0.62402 | 0.60387 | 0.58446 | 0.56575 | 0.54773 | 0.53035 | 0.5136 | 0.49745 | 0.48187 | 0.46685 | 0.45236 | 0.43838
| 25FP | Measured Household - Consumption | 21FP-36FP | Ml/d | 2 | 43.9967 | 51.5853 | 54.3163 | 56.9936 | 59.2251 | 60.9707 | 63.0989 | 64.6865 | 66.684 | 69.1251 | 70.9757 | 73.3465 | 75.1059 | 76.7889 | 77.7497 | 78.5805 | 79.2991 | 79.9132 | 80.4245 | 80.8405 | 81.1606 | 81.3869 | 81.5202 | 81.5664 | 81.5295 | 81.4094 | 81.2083 | 80.9291 | 80.574 | 80.1459 | 79.6474 | 79.0786 | 78.4409 | 77.7361
| 26FP | Unmeasured Household - Consumption | 22FP-37FP | Ml/d | 2 | 152.4774 | 149.1002 | 146.7992 | 144.5144 | 141.274 | 137.1396 | 133.9912 | 129.9946 | 126.9721 | 124.8916 | 121.969 | 119.874 | 116.9547 | 114.075 | 110.4632 | 106.9061 | 103.4191 | 100.0097 | 96.6771 | 93.4317 | 90.2631 | 87.172 | 84.1552 | 81.2152 | 78.3476 | 75.5537 | 72.8335 | 70.1848 | 67.6058 | 65.096 | 62.6529 | 60.2763 | 57.9656 | 55.7197
| 27 - | Percentage of consumption driven by climate change | n/a in FP | - | 1 | - | - | - | - | bar: 2020-21 to 2049-50
| 28 - | Volume of consumption driven by climate change | n/a in FP | - | 1 |  | - | - | - | bar: 2020-21 to 2049-50
PCC and consumption by component | 29FP | Measured Household - PCC | (25FP*1,000,000)/(51FP*1,000) | l/h/d | 1 | 119 | 126 | 126 | 127 | 127 | 126 | 125 | 124 | 124 | 124 | 124 | 124 | 124 | 123 | 122 | 121 | 119 | 118 | 116 | 114 | 113 | 111 | 110 | 108 | 106 | 105 | 103 | 101 | 100 | 98 | 96 | 94 | 93 | 91
| 29.1FP | Measured toilet flushing | Input brief explanation here | l/h/d | 1 | 27.2914 | 28.9366 | 29.1136 | 29.2763 | 29.2199 | 28.9404 | 28.8651 | 28.569 | 28.4787 | 28.5955 | 28.4901 | 28.6151 | 28.5209 | 28.4228 | 28.0879 | 27.749 | 27.4052 | 27.0561 | 26.702 | 26.3451 | 25.9832 | 25.6165 | 25.2452 | 24.8691 | 24.4893 | 24.105 | 23.7163 | 23.3235 | 22.9269 | 22.5264 | 22.1233 | 21.7162 | 21.3055 | 20.8913
| 29.2FP | Measured personal washing | Input brief explanation here | l/h/d | 1 | 49.3349 | 52.3089 | 52.6289 | 52.9231 | 52.8212 | 52.3158 | 52.1798 | 51.6446 | 51.4813 | 51.6923 | 51.5019 | 51.7279 | 51.5576 | 51.3803 | 50.7748 | 50.1622 | 49.5406 | 48.9096 | 48.2695 | 47.6243 | 46.9702 | 46.3073 | 45.636 | 44.9562 | 44.2696 | 43.5748 | 42.8722 | 42.1622 | 41.4453 | 40.7213 | 39.9926 | 39.2566 | 38.5141 | 37.7654
| 29.3FP | Measured clothes washing | Input brief explanation here | l/h/d | 1 | 14.5937 | 15.4734 | 15.568 | 15.6551 | 15.6249 | 15.4754 | 15.4352 | 15.2769 | 15.2286 | 15.291 | 15.2347 | 15.3015 | 15.2511 | 15.1987 | 15.0196 | 14.8384 | 14.6545 | 14.4678 | 14.2785 | 14.0876 | 13.8941 | 13.6981 | 13.4995 | 13.2984 | 13.0953 | 12.8898 | 12.6819 | 12.4719 | 12.2598 | 12.0457 | 11.8301 | 11.6124 | 11.3928 | 11.1713
| 29.4FP | Measured dish washing | Input brief explanation here | l/h/d | 1 | 11.4577 | 12.1484 | 12.2227 | 12.291 | 12.2673 | 12.15 | 12.1184 | 11.9941 | 11.9562 | 12.0052 | 11.9609 | 12.0134 | 11.9739 | 11.9327 | 11.7921 | 11.6498 | 11.5054 | 11.3589 | 11.2102 | 11.0604 | 10.9085 | 10.7545 | 10.5986 | 10.4407 | 10.2813 | 10.1199 | 9.9567 | 9.7919 | 9.6254 | 9.4572 | 9.288 | 9.1171 | 8.9446 | 8.7707
| 29.5FP | Measured miscellaneous internal use | Input brief explanation here | l/h/d | 1 | 14.4097 | 15.2783 | 15.3718 | 15.4577 | 15.4279 | 15.2803 | 15.2406 | 15.0843 | 15.0366 | 15.0982 | 15.0426 | 15.1086 | 15.0589 | 15.0071 | 14.8302 | 14.6513 | 14.4698 | 14.2854 | 14.0985 | 13.91 | 13.719 | 13.5254 | 13.3293 | 13.1307 | 12.9302 | 12.7273 | 12.522 | 12.3147 | 12.1053 | 11.8938 | 11.681 | 11.466 | 11.2492 | 11.0305
| 29.6FP | Measured external use | Input brief explanation here | l/h/d | 1 | 1.488 | 1.5777 | 1.5874 | 1.5963 | 1.5932 | 1.5779 | 1.5738 | 1.5577 | 1.5528 | 1.5591 | 1.5534 | 1.5602 | 1.5551 | 1.5497 | 1.5315 | 1.513 | 1.4942 | 1.4752 | 1.4559 | 1.4364 | 1.4167 | 1.3967 | 1.3765 | 1.356 | 1.3353 | 1.3143 | 1.2931 | 1.2717 | 1.2501 | 1.2282 | 1.2063 | 1.1841 | 1.1617 | 1.1391
| 30FP | Unmeasured Household - PCC | (26FP*1,000,000)/(52FP*1,000) | l/h/d | 1 | 166 | 168 | 168 | 168 | 168 | 166 | 165 | 163 | 162 | 162 | 161 | 161 | 160 | 159 | 157 | 154 | 152 | 150 | 148 | 145 | 143 | 141 | 138 | 136 | 133 | 131 | 129 | 126 | 124 | 121 | 119 | 116 | 114 | 111
| 30.1FP | Unmeasured toilet flushing | Input brief explanation here | l/h/d | 1 | 35.3955 | 35.8392 | 35.9143 | 35.9832 | 35.8012 | 35.3749 | 35.1848 | 34.7493 | 34.5522 | 34.598 | 34.3975 | 34.4193 | 34.1928 | 33.9604 | 33.488 | 33.008 | 32.5221 | 32.0312 | 31.5353 | 31.0386 | 30.5377 | 30.0331 | 29.5247 | 29.0134 | 28.498 | 27.9798 | 27.4593 | 26.9363 | 26.411 | 25.884 | 25.3551 | 24.8245 | 24.2922 | 23.7586
| 30.2FP | Unmeasured personal washing | Input brief explanation here | l/h/d | 1 | 72.0194 | 72.9222 | 73.075 | 73.2151 | 72.8448 | 71.9775 | 71.5907 | 70.7046 | 70.3035 | 70.3967 | 69.9887 | 70.0332 | 69.5722 | 69.0993 | 68.1382 | 67.1616 | 66.1728 | 65.174 | 64.165 | 63.1544 | 62.1351 | 61.1084 | 60.0741 | 59.0336 | 57.985 | 56.9305 | 55.8715 | 54.8074 | 53.7386 | 52.6663 | 51.5901 | 50.5104 | 49.4275 | 48.3418
| 30.3FP | Unmeasured clothes washing | Input brief explanation here | l/h/d | 1 | 19.8608 | 20.1097 | 20.1519 | 20.1905 | 20.0884 | 19.8492 | 19.7425 | 19.4982 | 19.3876 | 19.4133 | 19.3008 | 19.313 | 19.1859 | 19.0555 | 18.7904 | 18.5211 | 18.2484 | 17.973 | 17.6948 | 17.4161 | 17.135 | 16.8518 | 16.5666 | 16.2797 | 15.9905 | 15.6997 | 15.4077 | 15.1142 | 14.8195 | 14.5238 | 14.227 | 13.9292 | 13.6306 | 13.3312
| 30.4FP | Unmeasured dish washing | Input brief explanation here | l/h/d | 1 | 15.8803 | 16.0793 | 16.113 | 16.1439 | 16.0622 | 15.871 | 15.7857 | 15.5903 | 15.5019 | 15.5225 | 15.4325 | 15.4423 | 15.3406 | 15.2364 | 15.0244 | 14.8091 | 14.5911 | 14.3708 | 14.1484 | 13.9255 | 13.7008 | 13.4744 | 13.2463 | 13.0169 | 12.7857 | 12.5532 | 12.3197 | 12.085 | 11.8494 | 11.6129 | 11.3756 | 11.1375 | 10.8988 | 10.6593
| 30.5FP | Unmeasured miscellaneous internal use | Input brief explanation here | l/h/d | 1 | 20.9223 | 21.1845 | 21.2289 | 21.2696 | 21.1621 | 20.9101 | 20.7978 | 20.5403 | 20.4238 | 20.4509 | 20.3324 | 20.3453 | 20.2113 | 20.074 | 19.7948 | 19.511 | 19.2238 | 18.9336 | 18.6405 | 18.3469 | 18.0508 | 17.7525 | 17.4521 | 17.1498 | 16.8451 | 16.5388 | 16.2312 | 15.922 | 15.6116 | 15.3 | 14.9874 | 14.6737 | 14.3591 | 14.0437
| 30.6FP | Unmeasured external use | Input brief explanation here | l/h/d | 1 | 1.5872 | 1.6071 | 1.6105 | 1.6136 | 1.6054 | 1.5863 | 1.5778 | 1.5582 | 1.5494 | 1.5515 | 1.5425 | 1.5434 | 1.5333 | 1.5229 | 1.5017 | 1.4802 | 1.4584 | 1.4363 | 1.4141 | 1.3918 | 1.3694 | 1.3468 | 1.324 | 1.301 | 1.2779 | 1.2547 | 1.2313 | 1.2079 | 1.1843 | 1.1607 | 1.137 | 1.1132 | 1.0893 | 1.0654
| 31FP | Average Household - PCC | ((25FP+26FP)*1,000,000))/(51FP+52FP*1,000) | l/h/d | 1 | 152.1359 | 154.4716 | 154.3809 | 154.2768 | 153.0982 | 150.8621 | 149.676 | 147.4402 | 146.2579 | 146.1372 | 144.964 | 144.8362 | 143.6613 | 142.4887 | 140.2617 | 138.035 | 135.8086 | 133.5832 | 131.3586 | 129.1481 | 126.9382 | 124.7296 | 122.5217 | 120.3149 | 118.109 | 115.9036 | 113.6997 | 111.4966 | 109.2948 | 107.0943 | 104.8977 | 102.701 | 100.505 | 98.3101
| 32FP | Water Taken Unbilled | Calculated BL+Preferred options | Ml/d | 1 | 7.3383 | 7.4318 | 7.4759 | 7.5191 | 7.5634 | 7.6079 | 7.6534 | 7.699 | 7.7447 | 7.789 | 7.8315 | 7.8735 | 7.9152 | 7.9572 | 7.9989 | 8.0405 | 8.082 | 8.1235 | 8.165 | 8.2066 | 8.2482 | 8.2897 | 8.3311 | 8.3724 | 8.4137 | 8.4549 | 8.4961 | 8.5374 | 8.5788 | 8.6205 | 8.6629 | 8.7054 | 8.7478 | 8.7903
| 33FP | Distribution System Operational Use | Calculated BL+Preferred options | Ml/d | 1 | 5.7793 | 5.8475 | 5.881 | 5.9136 | 5.947 | 5.9809 | 6.0158 | 6.0507 | 6.0859 | 6.1203 | 6.1535 | 6.1864 | 6.2193 | 6.2524 | 6.2854 | 6.3183 | 6.3511 | 6.384 | 6.4169 | 6.4498 | 6.4828 | 6.5157 | 6.5485 | 6.5813 | 6.6141 | 6.6469 | 6.6797 | 6.7125 | 6.7455 | 6.7786 | 6.8123 | 6.8459 | 6.8795 | 6.9133
Leakage | 34FP | Measured Non Household - USPL | Calculated BL+Preferred options | Ml/d | 2 | 0.67285 | 0.67891 | 0.68172 | 0.68441 | 0.68699 | 0.68946 | 0.69184 | 0.69413 | 0.69635 | 0.69848 | 0.70055 | 0.70255 | 0.70449 | 0.70638 | 0.7082 | 0.70998 | 0.71172 | 0.7134 | 0.71504 | 0.71665 | 0.71821 | 0.71974 | 0.72123 | 0.72269 | 0.72412 | 0.72552 | 0.72689 | 0.72823 | 0.72955 | 0.73084 | 0.7321 | 0.73335 | 0.73457 | 0.73576
| 35FP | Unmeasured Non Household - USPL | Calculated BL+Preferred options | Ml/d | 2 | 0.095505 | 0.089668 | 0.086885 | 0.084188 | 0.081574 | 0.079042 | 0.076589 | 0.074211 | 0.071908 | 0.069676 | 0.067513 | 0.065417 | 0.063387 | 0.061419 | 0.059513 | 0.057665 | 0.055875 | 0.054141 | 0.05246 | 0.050832 | 0.049254 | 0.047725 | 0.046244 | 0.044808 | 0.043417 | 0.04207 | 0.040764 | 0.039499 | 0.038272 | 0.037084 | 0.035933 | 0.034818 | 0.033737 | 0.03269
| 36FP | Measured Household - USPL | Calculated BL+Preferred options | Ml/d | 2 | 4.7286 | 5.1886 | 5.4073 | 5.6206 | 5.8334 | 6.0463 | 6.2591 | 6.4696 | 6.6791 | 6.8855 | 7.0872 | 7.2864 | 7.4838 | 7.6794 | 7.8727 | 8.0638 | 8.2528 | 8.4395 | 8.6242 | 8.8068 | 8.9873 | 9.166 | 9.3428 | 9.5178 | 9.6912 | 9.8628 | 10.0327 | 10.201 | 10.3677 | 10.5332 | 10.6979 | 10.861 | 11.0224 | 11.1824
| 37FP | Unmeasured Household - USPL | Calculated BL+Preferred options | Ml/d | 2 | 12.5296 | 12.0913 | 11.8784 | 11.6697 | 11.465 | 11.2642 | 11.0673 | 10.8742 | 10.6848 | 10.4989 | 10.3167 | 10.1379 | 9.9625 | 9.7904 | 9.6216 | 9.4561 | 9.2936 | 9.1342 | 8.9778 | 8.8244 | 8.6738 | 8.5261 | 8.3811 | 8.2389 | 8.0993 | 7.9623 | 7.8279 | 7.6959 | 7.5665 | 7.4394 | 7.3146 | 7.1922 | 7.0721 | 6.9541
| 38FP | Void Properties - USPL | Calculated BL+Preferred options | Ml/d | 2 | 1.0798 | 1.0507 | 1.0524 | 1.054 | 1.0558 | 1.0579 | 1.0601 | 1.0625 | 1.0649 | 1.0673 | 1.0697 | 1.072 | 1.0745 | 1.077 | 1.0795 | 1.0821 | 1.0847 | 1.0873 | 1.09 | 1.0927 | 1.0954 | 1.0982 | 1.101 | 1.1038 | 1.1067 | 1.1096 | 1.1126 | 1.1156 | 1.1186 | 1.1217 | 1.1248 | 1.128 | 1.1312 | 1.1344
| 39FP | Distribution Losses | Calculated BL+Preferred options | Ml/d | 2 | 68.1489 | 63.2009 | 61.9773 | 60.9734 | 58.6475 | 56.3172 | 53.9831 | 51.6473 | 49.3088 | 47.3696 | 45.4317 | 43.4928 | 42.0312 | 40.568 | 38.6248 | 36.6806 | 34.7353 | 32.7891 | 30.8419 | 29.852 | 28.8611 | 27.8694 | 26.8766 | 25.8828 | 24.888 | 23.8922 | 22.8956 | 21.8981 | 20.8996 | 19.8999 | 18.8986 | 17.8965 | 16.8937 | 15.8902
| 40FP | Total Leakage | Sum(34FP:39FP) | Ml/d | 2 | 87.2552 | 82.3001 | 81.0841 | 80.0864 | 77.7703 | 75.4541 | 73.138 | 70.8219 | 68.5058 | 66.5895 | 64.6733 | 62.7571 | 61.3199 | 59.8827 | 57.9664 | 56.0502 | 54.1339 | 52.2177 | 50.3015 | 49.3433 | 48.3852 | 47.4271 | 46.469 | 45.5108 | 44.5527 | 43.5946 | 42.6365 | 41.6783 | 40.7202 | 39.7621 | 38.804 | 37.8459 | 36.8877 | 35.9296
| 41FP | Total Leakage | (40FP*1,000,000)/(48FP*1,000) | l/prop/d | 2 | 147.2842 | 139.7652 | 136.9448 | 134.5488 | 129.955 | 125.3877 | 120.8466 | 116.3551 | 111.906 | 108.1651 | 104.4848 | 100.8464 | 98.0119 | 95.2043 | 91.6704 | 88.174 | 84.7143 | 81.2907 | 77.9028 | 76.0261 | 74.1688 | 72.3304 | 70.5106 | 68.709 | 66.9254 | 65.1595 | 63.4111 | 61.6794 | 59.964 | 58.2637 | 56.5768 | 54.9066 | 53.2528 | 51.6151
Customer: Properties | 42FP | Measured Non Household - Properties | Input (total, excluding voids) | 000's | 2 | 27.4251 | 27.6732 | 27.7885 | 27.8987 | 28.0043 | 28.1057 | 28.2032 | 28.297 | 28.3876 | 28.475 | 28.5596 | 28.6415 | 28.721 | 28.798 | 28.8729 | 28.9456 | 29.0164 | 29.0854 | 29.1526 | 29.2182 | 29.2821 | 29.3446 | 29.4056 | 29.4653 | 29.5237 | 29.5809 | 29.6369 | 29.6917 | 29.7454 | 29.7981 | 29.8499 | 29.9006 | 29.9504 | 29.9994
| 43FP | Unmeasured Non Household - Properties | Input (total, excluding voids) | 000's | 2 | 2.6011 | 2.4421 | 2.3663 | 2.2929 | 2.2217 | 2.1527 | 2.0859 | 2.0212 | 1.9584 | 1.8976 | 1.8387 | 1.7816 | 1.7263 | 1.6728 | 1.6208 | 1.5705 | 1.5218 | 1.4745 | 1.4288 | 1.3844 | 1.3414 | 1.2998 | 1.2595 | 1.2204 | 1.1825 | 1.1458 | 1.1102 | 1.0757 | 1.0424 | 1.01 | 0.97865 | 0.94827 | 0.91884 | 0.89032
| 44FP | All void non-households - properties | Input (voids in each year) | 000's | 2 | 3.6229 | 3.6113 | 3.6054 | 3.5995 | 3.5937 | 3.588 | 3.5823 | 3.5768 | 3.5714 | 3.5661 | 3.561 | 3.556 | 3.5512 | 3.5465 | 3.5421 | 3.5377 | 3.5336 | 3.5296 | 3.5258 | 3.5222 | 3.5187 | 3.5154 | 3.5122 | 3.5092 | 3.5064 | 3.5037 | 3.5012 | 3.4988 | 3.4965 | 3.4945 | 3.4925 | 3.4907 | 3.489 | 3.4874
| 45FP | Measured Household - Properties (excl voids) | Pre-plan year = input. Forecast years = Previous year 45FP + sum(45.1FP:45.6FP) | 000's | 2 | 192.3063 | 201.7588 | 210.9423 | 219.8921 | 228.8124 | 237.7227 | 246.6373 | 255.4519 | 264.2028 | 272.804 | 281.194 | 289.4683 | 297.6474 | 305.7497 | 313.7466 | 321.6484 | 329.4574 | 337.1759 | 344.805 | 352.347 | 359.8038 | 367.1777 | 374.4705 | 381.6854 | 388.8239 | 395.8866 | 402.8757 | 409.7975 | 416.6573 | 423.4667 | 430.2464 | 436.96 | 443.6086 | 450.1951
| 45.1FP | New properties | Input (new builds in each year) | 000's | 2 | 3.3388 | 3.3113 | 3.1649 | 3.0511 | 3.1392 | 3.244 | 3.3609 | 3.3709 | 3.415 | 3.3708 | 3.2629 | 3.2482 | 3.252 | 3.2721 | 3.2614 | 3.2592 | 3.2573 | 3.2557 | 3.2534 | 3.2515 | 3.2499 | 3.2487 | 3.2477 | 3.248 | 3.2485 | 3.2477 | 3.2477 | 3.2525 | 3.2609 | 3.2797 | 3.3176 | 3.3178 | 3.3176 | 3.3191
| 45.2FP | Meter optants - properties | Input (meter optants in each year) | 000's | 2 | 5.253 | 5.7707 | 5.6559 | 5.5435 | 5.4336 | 5.3259 | 5.2206 | 5.1174 | 5.0165 | 4.9176 | 4.8209 | 4.7262 | 4.6335 | 4.5427 | 4.4539 | 4.3669 | 4.2817 | 4.1983 | 4.1167 | 4.0367 | 3.9585 | 3.8818 | 3.8068 | 3.7333 | 3.6614 | 3.5909 | 3.5219 | 3.4544 | 3.3882 | 3.3234 | 3.2599 | 3.1978 | 3.1369 | 3.0773
| 45.3FP | Compulsory metering - properties | Input (compulsory meters in each year) | 000's | 2 | 0 | 0 | 0 | 0 | 0 | 0 | 0 | 0 | 0 | 0 | 0 | 0 | 0 | 0 | 0 | 0 | 0 | 0 | 0 | 0 | 0 | 0 | 0 | 0 | 0 | 0 | 0 | 0 | 0 | 0 | 0 | 0 | 0 | 0
| 45.4FP | Metering on change of occupancy - properties | Input (change of occupancy meters in each year) | 000's | 2 | 0 | 0 | 0 | 0 | 0 | 0 | 0 | 0 | 0 | 0 | 0 | 0 | 0 | 0 | 0 | 0 | 0 | 0 | 0 | 0 | 0 | 0 | 0 | 0 | 0 | 0 | 0 | 0 | 0 | 0 | 0 | 0 | 0 | 0
| 45.5FP | Selective metering properties | Input (selective meters in each year) | 000's | 2 | 0 | 0 | 0 | 0 | 0 | 0 | 0 | 0 | 0 | 0 | 0 | 0 | 0 | 0 | 0 | 0 | 0 | 0 | 0 | 0 | 0 | 0 | 0 | 0 | 0 | 0 | 0 | 0 | 0 | 0 | 0 | 0 | 0 | 0
| 45.6FP | Other changes to existing metering - properties | Input (other changes to meters in each year) | 000's | 2 | 0.32399 | 0.37047 | 0.36268 | 0.35506 | 0.34761 | 0.34033 | 0.33321 | 0.32624 | 0.31943 | 0.31276 | 0.30625 | 0.29988 | 0.29365 | 0.28755 | 0.28159 | 0.27576 | 0.27006 | 0.26448 | 0.25903 | 0.25369 | 0.24848 | 0.24337 | 0.23838 | 0.2335 | 0.22872 | 0.22405 | 0.21948 | 0.21501 | 0.21063 | 0.20635 | 0.20216 | 0.19807 | 0.19406 | 0.19014
| 45.7FP | Measured void households - properties | Input (voids in each year) | 000's | 2 | 6.4312 | 7.6681 | 7.9817 | 8.2872 | 8.5915 | 8.8965 | 9.2021 | 9.504 | 9.8035 | 10.0979 | 10.3853 | 10.6685 | 10.9483 | 11.2253 | 11.4987 | 11.7688 | 12.0356 | 12.2992 | 12.5596 | 12.8169 | 13.0713 | 13.3228 | 13.5716 | 13.8177 | 14.0613 | 14.3025 | 14.5413 | 14.7776 | 15.0118 | 15.2441 | 15.4752 | 15.7041 | 15.9307 | 16.1551
| 46FP | Unmeasured households - properties (excl void) | Input (total) | 000's | 2 | 342.8992 | 330.4915 | 324.473 | 318.5744 | 312.7932 | 307.1269 | 301.5732 | 296.1295 | 290.7936 | 285.5633 | 280.4361 | 275.4101 | 270.4829 | 265.6527 | 260.9172 | 256.2746 | 251.7229 | 247.2601 | 242.8844 | 238.5939 | 234.387 | 230.2618 | 226.2166 | 222.2498 | 218.3597 | 214.5447 | 210.8033 | 207.134 | 203.5352 | 200.0054 | 196.5433 | 193.1475 | 189.8166 | 186.5492
| 47FP | Unmeasured void households - properties | Input (voids in each year) | 000's | 2 | 17.142 | 15.2 | 14.9359 | 14.677 | 14.423 | 14.1739 | 13.9297 | 13.6902 | 13.4552 | 13.2248 | 12.9988 | 12.7771 | 12.5596 | 12.3463 | 12.137 | 11.9317 | 11.7303 | 11.5328 | 11.3389 | 11.1487 | 10.9621 | 10.779 | 10.5994 | 10.4231 | 10.2501 | 10.0803 | 9.9137 | 9.7502 | 9.5897 | 9.4322 | 9.2776 | 9.1258 | 8.9769 | 8.8307
| 48FP | Total Resource Zone Properties (incl voids) | SUM(42FP:45FP)+45.7FP+46FP+47FP | 000's | 2 | 592.4277 | 588.8451 | 592.0931 | 595.2217 | 598.4399 | 601.7665 | 605.2137 | 608.6706 | 612.1725 | 615.6287 | 618.9735 | 622.3031 | 625.6367 | 628.9913 | 632.3353 | 635.6774 | 639.018 | 642.3575 | 645.6951 | 649.0313 | 652.3664 | 655.701 | 659.0354 | 662.3709 | 665.7076 | 669.0444 | 672.3822 | 675.7255 | 679.0782 | 682.4509 | 685.8635 | 689.277 | 692.691 | 696.1071
Customer: Population | 49FP | Measured Non Household - Population | Input (total) | 000's | 2 | 42.9139 | 43.2046 | 43.3988 | 43.6092 | 43.8219 | 44.1273 | 44.4664 | 44.7854 | 45.073 | 45.3439 | 45.6529 | 46.0162 | 46.4 | 46.793 | 47.1587 | 47.7332 | 48.3174 | 48.7977 | 49.2194 | 49.6217 | 50.0152 | 50.4182 | 50.8082 | 51.1512 | 51.4815 | 51.8136 | 52.1475 | 52.4835 | 52.8214 | 53.1611 | 53.5028 | 53.8465 | 54.1924 | 54.5405
| 50FP | Unmeasured Non Household - Population | Input (total) | 000's | 2 | 0 | 0 | 0 | 0 | 0 | 0 | 0 | 0 | 0 | 0 | 0 | 0 | 0 | 0 | 0 | 0 | 0 | 0 | 0 | 0 | 0 | 0 | 0 | 0 | 0 | 0 | 0 | 0 | 0 | 0 | 0 | 0 | 0 | 0
| 51FP | Measured Household - Population | Input (total) | 000's | 2 | 371.0443 | 410.3079 | 429.4041 | 448.0649 | 466.5065 | 484.8955 | 503.129 | 521.1336 | 538.9292 | 556.378 | 573.3857 | 589.9492 | 606.0963 | 621.8159 | 637.1044 | 651.7759 | 665.9891 | 679.8058 | 693.2278 | 706.2541 | 718.9241 | 731.2484 | 743.2203 | 754.8873 | 766.2479 | 777.3189 | 788.1061 | 798.6221 | 808.8725 | 818.8785 | 828.6131 | 838.1193 | 847.3886 | 856.4232
| 52FP | Unmeasured Household - Population | Input (total) | 000's | 2 | 920.3937 | 888.8662 | 873.3186 | 858.0805 | 843.1047 | 828.2926 | 813.6488 | 799.2729 | 785.1435 | 771.2559 | 757.5982 | 744.1124 | 730.802 | 717.6856 | 704.7652 | 691.9887 | 679.4211 | 667.0918 | 655.0021 | 643.1438 | 631.5254 | 620.1456 | 608.9918 | 598.0752 | 587.3917 | 576.9366 | 566.7065 | 556.7 | 546.9085 | 537.3275 | 527.9503 | 518.78 | 509.8227 | 501.0762
| 53FP | Total Resource Zone Population | 49FP+Sum(50FP:52FP) | 000's | 2 | 1334.3518 | 1342.3787 | 1346.1215 | 1349.7546 | 1353.433 | 1357.3154 | 1361.2442 | 1365.1918 | 1369.1458 | 1372.9778 | 1376.6369 | 1380.0778 | 1383.2983 | 1386.2944 | 1389.0282 | 1391.4978 | 1393.7276 | 1395.6952 | 1397.4493 | 1399.0195 | 1400.4648 | 1401.8122 | 1403.0203 | 1404.1138 | 1405.1212 | 1406.0692 | 1406.9601 | 1407.8056 | 1408.6023 | 1409.3671 | 1410.0662 | 1410.7458 | 1411.4037 | 1412.0399
Occupancy | 54FP | Measured Household - Occupancy Rate (average) (excl voids) | 51FP/45FP | h/prop | 1 | 1.9294 | 2.0337 | 2.0356 | 2.0377 | 2.0388 | 2.0398 | 2.04 | 2.04 | 2.0398 | 2.0395 | 2.0391 | 2.038 | 2.0363 | 2.0337 | 2.0306 | 2.0264 | 2.0215 | 2.0162 | 2.0105 | 2.0044 | 1.9981 | 1.9915 | 1.9847 | 1.9778 | 1.9707 | 1.9635 | 1.9562 | 1.9488 | 1.9413 | 1.9337 | 1.9259 | 1.9181 | 1.9102 | 1.9023
| 55FP | Unmeasured Household - Occupancy Rate | 52BL/46BL | h/prop | 1 | 2.6842 | 2.6895 | 2.6915 | 2.6935 | 2.6954 | 2.6969 | 2.698 | 2.6991 | 2.7 | 2.7008 | 2.7015 | 2.7018 | 2.7018 | 2.7016 | 2.7011 | 2.7002 | 2.6991 | 2.6979 | 2.6968 | 2.6956 | 2.6944 | 2.6932 | 2.6921 | 2.691 | 2.69 | 2.6891 | 2.6883 | 2.6876 | 2.687 | 2.6866 | 2.6862 | 2.6859 | 2.6859 | 2.686
Metering | 56FP | Total Household Metering penetration (excl. voids) | 45FP/45FP+46FP | % | 0 | 35.93% | 37.91% | 39.4% | 40.84% | 42.25% | 43.63% | 44.99% | 46.31% | 47.6% | 48.86% | 50.07% | 51.24% | 52.39% | 53.51% | 54.6% | 55.66% | 56.69% | 57.69% | 58.67% | 59.62% | 60.55% | 61.46% | 62.34% | 63.2% | 64.04% | 64.85% | 65.65% | 66.43% | 67.18% | 67.92% | 68.64% | 69.35% | 70.03% | 70.7%
| 57FP | Total Household Metering penetration (incl. voids) | 45FP/(45FP+45.7FP+46FP+47FP) | % | 0 | 34.42% | 36.35% | 37.78% | 39.17% | 40.53% | 41.86% | 43.17% | 44.44% | 45.69% | 46.9% | 48.07% | 49.2% | 50.31% | 51.39% | 52.44% | 53.46% | 54.46% | 55.43% | 56.38% | 57.3% | 58.2% | 59.08% | 59.93% | 60.76% | 61.57% | 62.36% | 63.13% | 63.89% | 64.62% | 65.33% | 66.04% | 66.72% | 67.38% | 68.03%
|  | Company: | Dŵr Cymru Welsh Water
|  | Resource Zone Name: | SEWCUS
|  | Resource Zone Number: | 8121
|  | Planning Scenario Name: | Dry Year Annual Average
|  | Chosen Level of Service: | 1 in 20

## 9. FP SDB
Table 9: Final planning water supply
| Row Ref | Component | Derivation | Unit | Decimal places | 2015-16 | For info 2017-18 | For info 2018-19 | For info 2019- | 2020-21 | 2021-22 | 2022-23 | 2023-24 | 2024-25 | 2025-26 | 2026-27 | 2027-28 | 2028-29 | 2029-30 | 2030-31 | 2031-32 | 2032-33 | 2033-34 | 2034-35 | 2035-36 | 2036-37 | 2037-38 | 2038-39 | 2039-40 | 2040-41 | 2041-42 | 2042-43 | 2043-44 | 2044-45 | 2045-46 | 2046-47 | 2047-48 | 2048-49 | 2049-50
SDB | 11FP | Distribution Input | 19FP+20FP+21FP+22FP+32FP+33FP+38FP+39FP | Ml/d | 2 | 361.6834 | 361.4947 | 360.9247 | 360.4211 | 357.3183 | 352.9166 | 349.0967 | 344.3524 | 340.9931 | 339.4209 | 336.4154 | 334.7573 | 332.1456 | 329.4986 | 324.9195 | 320.2662 | 315.5717 | 310.8514 | 306.106 | 302.3149 | 298.5055 | 294.6806 | 290.8377 | 286.9853 | 283.1228 | 279.2515 | 275.3734 | 271.4896 | 267.6006 | 263.7111 | 259.8197 | 255.925 | 252.0281 | 248.1295
| 12FP | Water Available For Use (own sources) | 7FP-(9FP+10FP) | Ml/d | 2 | 401.5671 | 387.4233 | 387.0353 | 386.6474 | 386.2595 | 385.8716 | 385.4837 | 385.0958 | 384.7079 | 384.3199 | 383.932 | 383.5441 | 383.1562 | 382.7683 | 382.4774 | 382.3804 | 382.2834 | 382.1864 | 382.0894 | 381.9925 | 381.8955 | 381.7985 | 381.7015 | 381.6045 | 381.5076 | 381.4106 | 381.3136 | 381.2166 | 381.1197 | 381.0227 | 380.9257 | 380.8287 | 380.7317 | 380.6348
| 13FP | Total Water Available For Use | 12FP+(2FP+3FP)-(5FP+6FP) | Ml/d | 2 | 413.5971 | 399.4533 | 399.0653 | 398.6774 | 398.2895 | 397.9016 | 397.5137 | 397.1258 | 396.7379 | 396.3499 | 395.962 | 395.5741 | 395.1862 | 394.7983 | 394.5074 | 394.4104 | 394.3134 | 394.2164 | 394.1194 | 394.0225 | 393.9255 | 393.8285 | 393.7315 | 393.6345 | 393.5376 | 393.4406 | 393.3436 | 393.2466 | 393.1497 | 393.0527 | 392.9557 | 392.8587 | 392.7617 | 392.6648
| 14FP | Target headroom (climate change component) | Input | Ml/d | 2 | 0.065653 | 2.0593 | 4.1128 | 6.1576 | 8.2271 | 10.2934 | 12.3551 | 14.3979 | 16.5144 | 16.9742 | 18.8515 | 20.7549 | 22.6316 | 24.506 | 25.0837 | 25.5089 | 26.0003 | 26.422 | 26.8534 | 17.8085 | 18.1116 | 18.4213 | 18.7479 | 19.0473 | 9.284 | 9.4662 | 9.6548 | 9.7589 | 9.8579 | 10.0808 | 10.1603 | 10.3077 | 10.4935 | 10.6056
| 15FP | Target headroom (All other components) | Input | Ml/d | 2 | 19.257 | 19.3068 | 19.6777 | 20.0173 | 20.4189 | 20.5496 | 20.7307 | 20.7317 | 20.7816 | 16.8123 | 16.6558 | 16.972 | 16.9484 | 17.1285 | 14.4013 | 15.6216 | 16.9738 | 18.0613 | 19.2385 | 17.8071 | 19.2806 | 20.5627 | 21.9711 | 23.5383 | 21.7528 | 23.4455 | 24.8196 | 26.3955 | 27.6844 | 28.7922 | 30.5958 | 32.1689 | 33.5217 | 34.9142
| 16FP | Target Headroom | 14FP+15FP | Ml/d | 2 | 19.3227 | 21.3661 | 23.7904 | 26.1749 | 28.6459 | 30.843 | 33.0858 | 35.1295 | 37.296 | 33.7866 | 35.5073 | 37.7269 | 39.58 | 41.6346 | 39.4851 | 41.1305 | 42.9741 | 44.4833 | 46.0918 | 35.6157 | 37.3922 | 38.984 | 40.719 | 42.5855 | 31.0369 | 32.9117 | 34.4744 | 36.1543 | 37.5423 | 38.8729 | 40.7561 | 42.4767 | 44.0152 | 45.5198
| 17FP | Available Headroom | 13FP-11FP | Ml/d | 2 | 51.9137 | 37.9586 | 38.1407 | 38.2563 | 40.9712 | 44.985 | 48.4169 | 52.7734 | 55.7447 | 56.9291 | 59.5466 | 60.8168 | 63.0406 | 65.2997 | 69.5878 | 74.1442 | 78.7417 | 83.3651 | 88.0135 | 91.7076 | 95.42 | 99.1479 | 102.8938 | 106.6493 | 110.4148 | 114.1891 | 117.9702 | 121.757 | 125.5491 | 129.3416 | 133.136 | 136.9337 | 140.7337 | 144.5352
| 18FP | Supply Demand Balance | 17FP-16FP | Ml/d | 2 | 32.5911 | 16.5925 | 14.3503 | 12.0814 | 12.3253 | 14.142 | 15.3311 | 17.6439 | 18.4487 | 23.1425 | 24.0393 | 23.0899 | 23.4607 | 23.6651 | 30.1028 | 33.0137 | 35.7676 | 38.8818 | 41.9216 | 56.0919 | 58.0278 | 60.1638 | 62.1748 | 64.0638 | 79.3779 | 81.2774 | 83.4958 | 85.6026 | 88.0068 | 90.4686 | 92.3799 | 94.457 | 96.7185 | 99.0155
|  | Company: | Dŵr Cymru Welsh Water
|  | Resource Zone Name: | SEWCUS
|  | Resource Zone Number: | 8121
|  | Planning Scenario Name: | Dry Year Annual Average
|  | Chosen Level of Service: | 1 in 20

## 10. Drought plan links
Table 10: Drought plan links and Deployable Output Overview
10.1 Planning scenarios |  |  |  |  | 10.2 Water resources management plan | [7 empty] | 10.3 Drought plan | [5 empty] | 10.4 Demand
Drought Scenarios | Drought Description | Drought Severity | Plan in which scenario is used (highlights overlaps) |  | WRMP DO of Sources (not including drought measures) | WRMP Additional Yield from Drought Supply Measures (eg drought permits or orders) |  |  | WRMP Impact on DO of drought plan Demand Restrictions (eg TUBs) |  |  | WRMP DO Levels of Service | Drought Plan Additional Yield from Further Supply Measures (eg drought permits or orders) |  |  | Drought Plan Impact on DO of Further Demand Restrictions (eg TUBs) |  |  | Unrestricted Demand | Restricted Demand
|  |  | WRMP | Drought Plan | DO (Ml/d) | Description | Marginal Benefit (Ml/d) | DO (Ml/d) | Description | Marginal Benefit (Ml/d) | DO (Ml/d) | DO (Ml/d) | Description | Marginal Benefit (Ml/d) | DO (Ml/d) | Description | Marginal Benefit (Ml/d) | DO (Ml/d) | Ml/d | Ml/d
Historic Droughts | 1984 | approx 1.5% in any given year | Y | Y | 422.49 | n/a | 0 | 422.49 | n/a | 0 | 422.49 | 422.49 | n/a | 0 | 422.49 | n/a | 0 | 422.49 | 422.49 | 422.49
| 0 | 0 | 0 | 0 | 0 | 0 | 0 | 0 | 0 | 0 | 0 | 0 | 0 | 0 | 0 | 0 | 0 | 0 | 0 | 0
Additional Drought Scenarios | 1 in 200 | Severe Drought | Y | n | 422.49 | n/a | 0 | 422.49 | n/a | 0 | 422.49 | 422.49 | n/a | 0 | 422.49 | n/a | 0 | 422.49 | 422.49 | 422.49
| 0 | 0 | 0 | 0 | 0 | 0 | 0 | 0 | 0 | 0 | 0 | 0 | 0 | 0 | 0 | 0 | 0 | 0 | 0 | 0
Reported DO for WRMP tables highlighted in yellow
10.5 Summary report
WRMP DO Overview | [8 empty] | Drought Plan Overview
DO Approach - The ‘explicit levels of service’ (UKWIR, 2014) approach LoS: >1 in 43 for TUBs and NEUBs Constraint on DO: Minimum stocks of 24% reached at Llandegfedd reservoir Critical Year(s): 1984 Data length, quality: 1973-2015 (43 years), confidence rating AC Approach to Drought Severity: worst historic in time series | [8 empty] | Please see SEWCUS zonal summary in Appendix 1 of our Drought Plan.
Additional Drought Scenarios | [8 empty] | Drought Supply Measures and Demand Restrictions Further Details
Tested to 1 in 200 as per OFWAT PR19 guidance. | [8 empty] | For droughts more severe than 1 in 200, we would look to our drought supply side mitigation measures as outlined in our drought plan. Our current Drought Plan is available on https://welshwater.com/en/My-Water/Water-Resources/Drought-Plan.aspx
0
Impact on Supply Demand | [8 empty] | 0
Multisite stochastic flows were generated and a drought library was collated from the data. The historic droughts were ranked and compared to the synthetic drought library. Regression analysis of flows and reservoir storage suggests that a 1 in 200 drought does not breach emergency storage, therefore we have assumed that the DO under this scenario is the same as the worst historic. | [8 empty] | 0
0
Demands | [8 empty] | 0
Demand reductions have not been triggered in the baseline DO model run. | [8 empty] | 0
0 | [8 empty] | 0
#REF! | [8 empty] | #REF!
#REF! | [8 empty] | #REF!