## TITLE PAGE
Water Resources Planning Tables 2019
v15 - June 2018
All queries on the content of this workbook should be sent to:
water-company-plan@environment-agency.gov.uk
Water resource zone information
Company: |  | Dŵr Cymru Welsh Water
Resource Zone Name: |  | South Meirionydd |  |  |  |  | Data validation: Cell D20
Resource Zone Number: |  | 8036 |  |  |  |  | Dry Year Annual Average
Planning Scenario Name: |  | Dry Year Annual Average | DYAA | Normal Year Annual Average |  |  | Dry Year Critical Period
Chosen Level of Service: |  | 1 in 20 |  |  |  |  | Dry Year Annual Average - benchmarking data
Base Year: |  | 2015-16 |  |  |  |  | Dry Year Critical Period - benchmarking data
Responsible Officer: |  | Ian Brown | Signed: |  | Dated: | 2019-03-21
Version: |  | DryYr_SouthMeirionydd_FinalPlan_Version6 |  | [Digital signature is acceptable]
Key to cells
Clear cells - indicate an input is required
Yellow shaded cells - indicates a formula.
Blue shaded cells - indicate base year data.
Light grey shaded cells - indicate preceding years.
Dark grey cells - indicate that no data entry is required.
Worksheet |  | Content
WRZ summary |  | Supply-Demand Balance and components
1. BL Licences |  | Baseline water resources
2. BL Supply |  | Baseline water supplies
3. BL Demand |  | Baseline demand
4. BL SDB |  | Baseline supply demand balance
5. Feasible options |  | Fixed and Variable costs, Net Present Value, AIC and AISC of all feasible options (confidential)
6. Preferred options |  | High level costs of preferred options (Dry Year) - publicly available
7. FP Supply |  | Final Planning water supplies (impact of Scenario options)
8. FP Demand |  | Final Planning demand (impact of Scenario options)
9. FP SDB |  | Final Planning supply demand balance
10. Drought plan links |  | Drought plan links

## WRZ summary
Summary graphs of water resources planning tables data
Dŵr Cymru Welsh Water
South Meirionydd
DERIVATION | DESCRIPTION | UNITS |  | For info 2017-18 | For info 2018-19 | For info 2019-20 | 2020-21 | 2021-22 | 2022-23 | 2023-24 | 2024-25 | 2025-26 | 2026-27 | 2027-28 | 2028-29 | 2029-30 | 2030-31 | 2031-32 | 2032-33 | 2033-34 | 2034-35 | 2035-36 | 2036-37 | 2037-38 | 2038-39 | 2039-40 | 2040-41 | 2041-42 | 2042-43 | 2043-44 | 2044-45 | 2045-46 | 2046-47 | 2047-48 | 2048-49 | 2049-50
SUPPLY
13BL | Total water available for use | Ml/d | 2.4536 | 2.5047 | 2.5041 | 2.5034 | 2.5027 | 2.502 | 2.5014 | 2.5007 | 2.5 | 2.4993 | 2.4987 | 2.498 | 2.4973 | 2.4966 | 2.4961 | 2.4959 | 2.4958 | 2.4956 | 2.4954 | 2.4953 | 2.4951 | 2.4949 | 2.4948 | 2.4946 | 2.4944 | 2.4942 | 2.4941 | 2.4939 | 2.4937 | 2.4936 | 2.4934 | 2.4932 | 2.4931 | 2.4929
13FP | Total water available for use | Ml/d | 2.4536 | 2.5047 | 2.5041 | 2.5034 | 2.5027 | 2.502 | 2.5014 | 2.5007 | 2.5 | 2.4993 | 2.4987 | 2.498 | 2.4973 | 2.4966 | 2.4961 | 2.4959 | 2.4958 | 2.4956 | 2.4954 | 2.4953 | 2.4951 | 2.4949 | 2.4948 | 2.4946 | 2.4944 | 2.4942 | 2.4941 | 2.4939 | 2.4937 | 2.4936 | 2.4934 | 2.4932 | 2.4931 | 2.4929
DEMAND
26BL | Unmeasured household consumption | Ml/d | 0.68053 | 0.65806 | 0.64477 | 0.63173 | 0.61436 | 0.59338 | 0.57671 | 0.55666 | 0.54088 | 0.52913 | 0.51404 | 0.50245 | 0.48764 | 0.47315 | 0.45587 | 0.439 | 0.42258 | 0.40665 | 0.39117 | 0.37619 | 0.36168 | 0.34761 | 0.33399 | 0.3208 | 0.30804 | 0.29567 | 0.28372 | 0.27215 | 0.26098 | 0.25018 | 0.23974 | 0.22967 | 0.21991 | 0.21047
26FP | Unmeasured household consumption | Ml/d | 0.68053 | 0.65806 | 0.64477 | 0.63173 | 0.61436 | 0.59338 | 0.57671 | 0.55666 | 0.54088 | 0.52913 | 0.51404 | 0.50245 | 0.48764 | 0.47315 | 0.45587 | 0.439 | 0.42258 | 0.40665 | 0.39117 | 0.37619 | 0.36168 | 0.34761 | 0.33399 | 0.3208 | 0.30804 | 0.29567 | 0.28372 | 0.27215 | 0.26098 | 0.25018 | 0.23974 | 0.22967 | 0.21991 | 0.21047
25BL | Measured household consumption | Ml/d | 0.25306 | 0.29334 | 0.30699 | 0.32188 | 0.33527 | 0.34561 | 0.35797 | 0.36708 | 0.37854 | 0.39265 | 0.40315 | 0.41648 | 0.4262 | 0.4354 | 0.44045 | 0.44479 | 0.44854 | 0.45176 | 0.45445 | 0.45663 | 0.45826 | 0.45937 | 0.45998 | 0.46013 | 0.45994 | 0.45944 | 0.45869 | 0.45768 | 0.4564 | 0.45484 | 0.45312 | 0.45157 | 0.45041 | 0.44933
25FP | Measured household consumption | Ml/d | 0.25306 | 0.29334 | 0.30699 | 0.32188 | 0.33527 | 0.34561 | 0.35797 | 0.36708 | 0.37854 | 0.39265 | 0.40315 | 0.41648 | 0.4262 | 0.4354 | 0.44045 | 0.44479 | 0.44854 | 0.45176 | 0.45445 | 0.45663 | 0.45826 | 0.45937 | 0.45998 | 0.46013 | 0.45994 | 0.45944 | 0.45869 | 0.45768 | 0.4564 | 0.45484 | 0.45312 | 0.45157 | 0.45041 | 0.44933
23BL+24BL | Non-household consumption | Ml/d | 0.51238 | 0.51163 | 0.51233 | 0.51251 | 0.51377 | 0.51599 | 0.51155 | 0.51056 | 0.50957 | 0.50858 | 0.50761 | 0.50644 | 0.50529 | 0.50417 | 0.50306 | 0.50196 | 0.50089 | 0.49982 | 0.49877 | 0.49774 | 0.49673 | 0.49573 | 0.49475 | 0.49378 | 0.49281 | 0.49186 | 0.49092 | 0.48999 | 0.48908 | 0.48816 | 0.48725 | 0.48636 | 0.48547 | 0.48459
23FP+24FP | Non-household consumption | Ml/d | 0.51238 | 0.51163 | 0.51233 | 0.51251 | 0.51377 | 0.51599 | 0.51155 | 0.51056 | 0.50957 | 0.50858 | 0.50761 | 0.50644 | 0.50529 | 0.50417 | 0.50306 | 0.50196 | 0.50089 | 0.49982 | 0.49877 | 0.49774 | 0.49673 | 0.49573 | 0.49475 | 0.49378 | 0.49281 | 0.49186 | 0.49092 | 0.48999 | 0.48908 | 0.48816 | 0.48725 | 0.48636 | 0.48547 | 0.48459
40BL | Total leakage | Ml/d | 0.55902 | 0.49098 | 0.49098 | 0.49028 | 0.469 | 0.44772 | 0.42643 | 0.40515 | 0.38387 | 0.37313 | 0.36239 | 0.35166 | 0.3436 | 0.33555 | 0.32481 | 0.31407 | 0.30334 | 0.2926 | 0.28186 | 0.27649 | 0.27112 | 0.26576 | 0.26039 | 0.25502 | 0.24965 | 0.24428 | 0.23891 | 0.23354 | 0.22817 | 0.2228 | 0.21744 | 0.21207 | 0.2067 | 0.20133
40FP | Total leakage | Ml/d | 0.55902 | 0.49098 | 0.49098 | 0.49028 | 0.469 | 0.44772 | 0.42643 | 0.40515 | 0.38387 | 0.37313 | 0.36239 | 0.35166 | 0.3436 | 0.33555 | 0.32481 | 0.31407 | 0.30334 | 0.2926 | 0.28186 | 0.27649 | 0.27112 | 0.26576 | 0.26039 | 0.25502 | 0.24965 | 0.24428 | 0.23891 | 0.23354 | 0.22817 | 0.2228 | 0.21744 | 0.21207 | 0.2067 | 0.20133
11BL-(23BL:26BL)-40BL | Other components of demand | Ml/d | 0.056989 | 0.056966 | 0.057143 | 0.057417 | 0.057806 | 0.058186 | 0.058569 | 0.058942 | 0.059316 | 0.059704 | 0.060058 | 0.060405 | 0.06074 | 0.061069 | 0.061394 | 0.061718 | 0.062045 | 0.062376 | 0.062715 | 0.063054 | 0.063394 | 0.063733 | 0.064072 | 0.064417 | 0.064774 | 0.065155 | 0.065562 | 0.065999 | 0.066457 | 0.066941 | 0.067464 | 0.068066 | 0.068811 | 0.069668
11FP-(23FP:26FP)-40FP | Other components of demand | Ml/d | 0.056989 | 0.056966 | 0.057143 | 0.057417 | 0.057806 | 0.058186 | 0.058569 | 0.058942 | 0.059316 | 0.059704 | 0.060058 | 0.060405 | 0.06074 | 0.061069 | 0.061394 | 0.061718 | 0.062045 | 0.062376 | 0.062715 | 0.063054 | 0.063394 | 0.063733 | 0.064072 | 0.064417 | 0.064774 | 0.065155 | 0.065562 | 0.065999 | 0.066457 | 0.066941 | 0.067464 | 0.068066 | 0.068811 | 0.069668
| Total demand + target headroom (baseline) | Ml/d | 2.1679 | 2.1215 | 2.1305 | 2.1378 | 2.1205 | 2.0974 | 2.0717 | 2.0458 | 2.025 | 1.9871 | 1.9763 | 1.9701 | 1.961 | 1.9494 | 1.9094 | 1.8928 | 1.875 | 1.8575 | 1.8416 | 1.7766 | 1.7644 | 1.7515 | 1.7404 | 1.7273 | 1.6996 | 1.687 | 1.6753 | 1.6637 | 1.6541 | 1.6427 | 1.6324 | 1.622 | 1.6141 | 1.6062
| Total demand + target headroom (final plan) | Ml/d | 2.1679 | 2.1215 | 2.1305 | 2.1378 | 2.1205 | 2.0974 | 2.0717 | 2.0458 | 2.025 | 1.9871 | 1.9763 | 1.9701 | 1.961 | 1.9494 | 1.9094 | 1.8928 | 1.875 | 1.8575 | 1.8416 | 1.7766 | 1.7644 | 1.7515 | 1.7404 | 1.7273 | 1.6996 | 1.687 | 1.6753 | 1.6637 | 1.6541 | 1.6427 | 1.6324 | 1.622 | 1.6141 | 1.6062
SUPPLY-DEMAND BALANCE
16BL | Target headroom | Ml/d | 0.10596 | 0.11056 | 0.11824 | 0.12403 | 0.1303 | 0.1365 | 0.14048 | 0.14738 | 0.15283 | 0.12391 | 0.12904 | 0.13266 | 0.1375 | 0.14007 | 0.12378 | 0.13123 | 0.13763 | 0.14435 | 0.15259 | 0.10653 | 0.11321 | 0.1193 | 0.1272 | 0.13318 | 0.12438 | 0.13059 | 0.13748 | 0.14435 | 0.15302 | 0.15982 | 0.16735 | 0.17424 | 0.18283 | 0.19079
16FP | Target headroom | Ml/d | 0.10596 | 0.11056 | 0.11824 | 0.12403 | 0.1303 | 0.1365 | 0.14048 | 0.14738 | 0.15283 | 0.12391 | 0.12904 | 0.13266 | 0.1375 | 0.14007 | 0.12378 | 0.13123 | 0.13763 | 0.14435 | 0.15259 | 0.10653 | 0.11321 | 0.1193 | 0.1272 | 0.13318 | 0.12438 | 0.13059 | 0.13748 | 0.14435 | 0.15302 | 0.15982 | 0.16735 | 0.17424 | 0.18283 | 0.19079
17BL | Available headroom | Ml/d | 0.39167 | 0.49378 | 0.49186 | 0.48957 | 0.51251 | 0.54116 | 0.57012 | 0.60229 | 0.62783 | 0.63614 | 0.6514 | 0.66054 | 0.67382 | 0.68729 | 0.71053 | 0.7344 | 0.75838 | 0.78241 | 0.80647 | 0.82516 | 0.84391 | 0.86272 | 0.88158 | 0.90044 | 0.91921 | 0.93783 | 0.95627 | 0.97454 | 0.99266 | 1.0107 | 1.0284 | 1.0455 | 1.0618 | 1.0775
17FP | Available headroom | Ml/d | 0.39167 | 0.49378 | 0.49186 | 0.48957 | 0.51251 | 0.54116 | 0.57012 | 0.60229 | 0.62783 | 0.63614 | 0.6514 | 0.66054 | 0.67382 | 0.68729 | 0.71053 | 0.7344 | 0.75838 | 0.78241 | 0.80647 | 0.82516 | 0.84391 | 0.86272 | 0.88158 | 0.90044 | 0.91921 | 0.93783 | 0.95627 | 0.97454 | 0.99266 | 1.0107 | 1.0284 | 1.0455 | 1.0618 | 1.0775
Baseline Supply-Demand Balance:
|  | 2020-21 | 2021-22 | 2022-23 | 2023-24 | 2024-25 | 2025-26 | 2026-27 | 2027-28 | 2028-29 | 2029-30 | 2030-31 | 2031-32 | 2032-33 | 2033-34 | 2034-35 | 2035-36 | 2036-37 | 2037-38 | 2038-39 | 2039-40 | 2040-41 | 2041-42 | 2042-43 | 2043-44 | 2044-45 | 2045-46 | 2046-47 | 2047-48 | 2048-49 | 2049-50
| SDB (Ml/d) | 0.38222 | 0.40466 | 0.42964 | 0.45491 | 0.475 | 0.51222 | 0.52236 | 0.52789 | 0.53631 | 0.54722 | 0.58675 | 0.60316 | 0.62075 | 0.63806 | 0.65388 | 0.71863 | 0.73069 | 0.74342 | 0.75438 | 0.76726 | 0.79483 | 0.80725 | 0.81879 | 0.83019 | 0.83964 | 0.85083 | 0.86104 | 0.87128 | 0.87894 | 0.88672
Final Planning Supply-Demand Balance:
|  | 2020-21 | 2021-22 | 2022-23 | 2023-24 | 2024-25 | 2025-26 | 2026-27 | 2027-28 | 2028-29 | 2029-30 | 2030-31 | 2031-32 | 2032-33 | 2033-34 | 2034-35 | 2035-36 | 2036-37 | 2037-38 | 2038-39 | 2039-40 | 2040-41 | 2041-42 | 2042-43 | 2043-44 | 2044-45 | 2045-46 | 2046-47 | 2047-48 | 2048-49 | 2049-50
| SDB (Ml/d) | 0.38222 | 0.40466 | 0.42964 | 0.45491 | 0.475 | 0.51222 | 0.52236 | 0.52789 | 0.53631 | 0.54722 | 0.58675 | 0.60316 | 0.62075 | 0.63806 | 0.65388 | 0.71863 | 0.73069 | 0.74342 | 0.75438 | 0.76726 | 0.79483 | 0.80725 | 0.81879 | 0.83019 | 0.83964 | 0.85083 | 0.86104 | 0.87128 | 0.87894 | 0.88672
| Company: | 2026-27: Dŵr Cymru Welsh Water
| Resource Zone Name | 2026-27: South Meirionydd
| Resource Zone Number: | 2026-27: 8036
| Planning Scenario Name: | 2026-27: Dry Year Annual Average
| Chosen Level of Service: | 2026-27: 1 in 20

## 1. BL Licences
Table 1: Baseline licences |  |  |  |  | deployable output (Ml/d)
Row ref | Derivation | Licence number | Source name | Source type | Deployable output (Ml/d) | Annual licensed quantity (Ml/d) | Constraints on deployable output | Additional notes (if desired)
All individual licences:
0.1BL | Sum (0.1BL+...) | - | - | - | 2.411 | 4.4645 | -
- | Input | 23/64/13/0030 | Abergynolwyn SPRINGS | SW:Other | 0.070029 | 0.10959 | - | 0
| Input | 23/64/4/0068 | Afon Wnion | SW:River | 0 | 1.3699 | - | Refill for Llyn Cynwch.
| Input | 23/64/6/0022 | BRYNLLYS SPRING(was linked and paid under 64/6/17 revoked) | SW:Other | 0.12005 | 0.3 | - | 0
|  | 23/64/4/0065 | LLYN CYNWCH | SW:Reservoir | 1.7207 | 2 | - | 0
|  | 23/64/14/0003 | AFON GWRIL, BODWYLAN, LLWYNGWRIL | SW:River | 0.43018 | 0.43592 | Annual abstraction licence limit at Afon Gwril. | 0
| Input | 23/64/14/0002 | PIGYRALLT SPRING (Calletwr) | SW:Other | 0.070029 | 0.2491 | - | 0
Grouped licences | Derivation | Licence number | Source name | Source type | DYAA deployable output (Ml/d) | Annual licensed quantity (Ml/d)
0.2BL | Sum (0.2BL+...) | - | Total | - | 0 | - | -
- | - | Group #: 1 |  | - | 0 | - | -
- | Input
- | Input
- | Input
- | Input
- | Input
Unused licences: | Derivation | Licence number | Source name | Source type | DYAA deployable output (Ml/d) | Annual licensed quantity (Ml/d) | Reason licence is unused
0.3BL | Sum (0.3BL+...) | - | - | - | 0 | 0.46914 | -
| Input | 23/64/10/0001 | HAFOTY RESERVOIR, CORRIS, MACHYNLLETH | SW:Reservoir | 0 | 0.40914 | Abandoned. Application to revoke licence is pending. | 0
- | Input | 23/64/6/0018 | SURFACE SPRING NEAR BRYN, LLANYMAWDDWY | SW:Other | 0 | 0.06 | Very small abstraction, which is used but not included for DO. | 0
New licences (within current AMP): | Derivation | Licence number | Source name | Source type | DYAA deployable output (Ml/d) | Annual licensed quantity (Ml/d) | Status of licence
0.4BL | Sum (0.4BL+...) | - | - | - | 0 | 0 | -
Input
- | Input
- | - | - | - | - | - | - | -
Company: |  | Dŵr Cymru Welsh Water
Resource Zone Name: |  | South Meirionydd
Resource Zone Number: |  | 8036
Planning Scenario Name: |  | Dry Year Annual Average
Chosen Level of Service: |  | 1 in 20
README
Note on C3: Please list only individual licences (i.e. not used in conjunctive use systems).
Note on B13: If additional lines are required please insert into middle of group to ensure automatic calculations pick up all data.
Note on B22: If additional lines are required please insert into middle of group to ensure automatic calculations pick up all data. DO NOT DELETE DEFAULT INPUT ROWS - If unrequired leave blank.
Note on J23: Please state if a licence has been applied for, approved, granted, awaiting mobilisation, or other specified status.
Note on C35: Do not delete default inserted input lines. These are required to generate the autosum of all additional rows added. Additional rows which the user enters can be deleted.

## 2. BL Supply
Table 2: Baseline supply
| Row ref | Component | Derivation | Unit | decimal places | 2015-16 | For info 2017-18 | For info 2018-19 | For info 2019-20 | 2020-21 | 2021-22 | 2022-23 | 2023-24 | 2024-25 | 2025-26 | 2026-27 | 2027-28 | 2028-29 | 2029-30 | 2030-31 | 2031-32 | 2032-33 | 2033-34 | 2034-35 | 2035-36 | 2036-37 | 2037-38 | 2038-39 | 2039-40 | 2040-41 | 2041-42 | 2042-43 | 2043-44 | 2044-45 | 2045-46 | 2046-47 | 2047-48 | 2048-49 | 2049-50
| 1BL | Raw water abstracted | Input | Ml/d | 2 | 1.8142 | 1.7965 | 1.7977 | 1.7993 | 1.7756 | 1.7463 | 1.7166 | 1.6837 | 1.6575 | 1.6485 | 1.6325 | 1.6227 | 1.6087 | 1.5945 | 1.5707 | 1.5467 | 1.5225 | 1.4983 | 1.4741 | 1.4552 | 1.4363 | 1.4173 | 1.3982 | 1.3792 | 1.3603 | 1.3415 | 1.3228 | 1.3044 | 1.2861 | 1.2679 | 1.25 | 1.2327 | 1.2163 | 1.2004
Resources | 2BL | Total raw water imported | sum(2.1BL+2.2BL+2.3BL...) | Ml/d | 2 | 0 | 0 | 0 | 0 | 0 | 0 | 0 | 0 | 0 | 0 | 0 | 0 | 0 | 0 | 0 | 0 | 0 | 0 | 0 | 0 | 0 | 0 | 0 | 0 | 0 | 0 | 0 | 0 | 0 | 0 | 0 | 0 | 0 | 0
| 2.1BL+ | Raw water imported from: None | Input | Ml/d | 2 | 0 | 0 | 0 | 0 | 0 | 0 | 0 | 0 | 0 | 0 | 0 | 0 | 0 | 0 | 0 | 0 | 0 | 0 | 0 | 0 | 0 | 0 | 0 | 0 | 0 | 0 | 0 | 0 | 0 | 0 | 0 | 0 | 0 | 0
| - | - | - | - | 2 | - | - | - | - | bar: 2020-21 to 2049-50
| 3BL | Total potable water imported | sum(3.1BL+3.2BL+3.3BL...) | Ml/d | 2 | 0.23053 | 0.4 | 0.4 | 0.4 | 0.4 | 0.4 | 0.4 | 0.4 | 0.4 | 0.4 | 0.4 | 0.4 | 0.4 | 0.4 | 0.4 | 0.4 | 0.4 | 0.4 | 0.4 | 0.4 | 0.4 | 0.4 | 0.4 | 0.4 | 0.4 | 0.4 | 0.4 | 0.4 | 0.4 | 0.4 | 0.4 | 0.4 | 0.4 | 0.4
| 3.1BL+ | Potable water imported from: None | Input | Ml/d | 2 | 0.23053 | 0.4 | 0.4 | 0.4 | 0.4 | 0.4 | 0.4 | 0.4 | 0.4 | 0.4 | 0.4 | 0.4 | 0.4 | 0.4 | 0.4 | 0.4 | 0.4 | 0.4 | 0.4 | 0.4 | 0.4 | 0.4 | 0.4 | 0.4 | 0.4 | 0.4 | 0.4 | 0.4 | 0.4 | 0.4 | 0.4 | 0.4 | 0.4 | 0.4
| - | - | - | - | 2 | - | - | - | - | bar: 2020-21 to 2049-50
| 5BL | Total raw water exported (raw exports and non potable uses) | sum(5.1BL+5.2BL+...) | Ml/d | 2 | 0 | 0 | 0 | 0 | 0 | 0 | 0 | 0 | 0 | 0 | 0 | 0 | 0 | 0 | 0 | 0 | 0 | 0 | 0 | 0 | 0 | 0 | 0 | 0 | 0 | 0 | 0 | 0 | 0 | 0 | 0 | 0 | 0 | 0
| 5.1BL | Non potable water supplied to: | Input | Ml/d | 2 | 0 | 0 | 0 | 0 | 0 | 0 | 0 | 0 | 0 | 0 | 0 | 0 | 0 | 0 | 0 | 0 | 0 | 0 | 0 | 0 | 0 | 0 | 0 | 0 | 0 | 0 | 0 | 0 | 0 | 0 | 0 | 0 | 0 | 0
| 5.2BL+ | Raw water export to: None | Input | Ml/d | 2 | 0 | 0 | 0 | 0 | 0 | 0 | 0 | 0 | 0 | 0 | 0 | 0 | 0 | 0 | 0 | 0 | 0 | 0 | 0 | 0 | 0 | 0 | 0 | 0 | 0 | 0 | 0 | 0 | 0 | 0 | 0 | 0 | 0 | 0
| - |  | - | - | 2 | - | - | - | - | bar: 2020-21 to 2049-50
| 6BL | Total potable water exported | sum(6.1BL+6.2BL+6.3BL...) | Ml/d | 2 | 0.052031 | 0.12 | 0.12 | 0.12 | 0.12 | 0.12 | 0.12 | 0.12 | 0.12 | 0.12 | 0.12 | 0.12 | 0.12 | 0.12 | 0.12 | 0.12 | 0.12 | 0.12 | 0.12 | 0.12 | 0.12 | 0.12 | 0.12 | 0.12 | 0.12 | 0.12 | 0.12 | 0.12 | 0.12 | 0.12 | 0.12 | 0.12 | 0.12 | 0.12
| 6.1BL+ | Potable water export to: None | Input | Ml/d | 2 | 0.052031 | 0.12 | 0.12 | 0.12 | 0.12 | 0.12 | 0.12 | 0.12 | 0.12 | 0.12 | 0.12 | 0.12 | 0.12 | 0.12 | 0.12 | 0.12 | 0.12 | 0.12 | 0.12 | 0.12 | 0.12 | 0.12 | 0.12 | 0.12 | 0.12 | 0.12 | 0.12 | 0.12 | 0.12 | 0.12 | 0.12 | 0.12 | 0.12 | 0.12
| - |  | - | Ml/d | 2 | - | - | - | - | bar: 2020-21 to 2049-50
| 7BL | Deployable Output (baseline profile without reductions) | sum(0.1Bl+0.2BL+0.3BL+0.4BL) | Ml/d | 2 | 2.411 | 2.411 | 2.411 | 2.411 | 2.411 | 2.411 | 2.411 | 2.411 | 2.411 | 2.411 | 2.411 | 2.411 | 2.411 | 2.411 | 2.411 | 2.411 | 2.411 | 2.411 | 2.411 | 2.411 | 2.411 | 2.411 | 2.411 | 2.411 | 2.411 | 2.411 | 2.411 | 2.411 | 2.411 | 2.411 | 2.411 | 2.411 | 2.411 | 2.411
Resource (and process) Losses | 8BL | Baseline forecast changes to Deployable Output | sum(8.1BL+8.2BL+8.3BL) | Ml/d | 2 | 0 | -0.00070909 | -0.0014182 | -0.0021273 | -0.0028364 | -0.0035455 | -0.0042545 | -0.0049636 | -0.0056727 | -0.0063818 | -0.0070909 | -0.0078 | -0.0085091 | -0.0092182 | -0.00975 | -0.0099273 | -0.010105 | -0.010282 | -0.010459 | -0.010636 | -0.010814 | -0.010991 | -0.011168 | -0.011345 | -0.011523 | -0.0117 | -0.011877 | -0.012055 | -0.012232 | -0.012409 | -0.012586 | -0.012764 | -0.012941 | -0.013118
| 8.1BL | Change in DO due to climate change | Input (reductions must be expressed as -ve) | Ml/d | 2 | 0 | -0.00070909 | -0.0014182 | -0.0021273 | -0.0028364 | -0.0035455 | -0.0042545 | -0.0049636 | -0.0056727 | -0.0063818 | -0.0070909 | -0.0078 | -0.0085091 | -0.0092182 | -0.00975 | -0.0099273 | -0.010105 | -0.010282 | -0.010459 | -0.010636 | -0.010814 | -0.010991 | -0.011168 | -0.011345 | -0.011523 | -0.0117 | -0.011877 | -0.012055 | -0.012232 | -0.012409 | -0.012586 | -0.012764 | -0.012941 | -0.013118
| 8.2BL | Reductions to restore sustainable abstraction | sum(8.2BL sub components) | Ml/d | 2 | 0 | 0 | 0 | 0 | 0 | 0 | 0 | 0 | 0 | 0 | 0 | 0 | 0 | 0 | 0 | 0 | 0 | 0 | 0 | 0 | 0 | 0 | 0 | 0 | 0 | 0 | 0 | 0 | 0 | 0 | 0 | 0 | 0 | 0
| 8.2BL+ | Total for the zone | Input (zero or negative number) | Ml/d | 2 | 0 | 0 | 0 | 0 | 0 | 0 | 0 | 0 | 0 | 0 | 0 | 0 | 0 | 0 | 0 | 0 | 0 | 0 | 0 | 0 | 0 | 0 | 0 | 0 | 0 | 0 | 0 | 0 | 0 | 0 | 0 | 0 | 0 | 0
| - |  | - | - | 2 | - | - | - | - | bar: 2020-21 to 2049-50
| 8.3BL | Total other changes to DO (specify, e.g. nitrates): None | Input (reductions must be expressed as -ve) | Ml/d | 2 | 0 | 0 | 0 | 0 | 0 | 0 | 0 | 0 | 0 | 0 | 0 | 0 | 0 | 0 | 0 | 0 | 0 | 0 | 0 | 0 | 0 | 0 | 0 | 0 | 0 | 0 | 0 | 0 | 0 | 0 | 0 | 0 | 0 | 0
| 9BL | Raw water losses, treatment works losses and operational use | Input | Ml/d | 2 | 0.11986 | 0.16101 | 0.16099 | 0.16096 | 0.16094 | 0.16091 | 0.16089 | 0.16086 | 0.16084 | 0.16081 | 0.16079 | 0.16076 | 0.16074 | 0.16071 | 0.1607 | 0.16069 | 0.16068 | 0.16068 | 0.16067 | 0.16067 | 0.16066 | 0.16065 | 0.16065 | 0.16064 | 0.16063 | 0.16063 | 0.16062 | 0.16062 | 0.16061 | 0.1606 | 0.1606 | 0.16059 | 0.16058 | 0.16058
| 10BL | Outage allowance | Input | Ml/d | 2 | 0.015994 | 0.024534 | 0.024527 | 0.024519 | 0.024512 | 0.024505 | 0.024498 | 0.024491 | 0.024483 | 0.024476 | 0.024469 | 0.024462 | 0.024454 | 0.024447 | 0.024442 | 0.02444 | 0.024438 | 0.024436 | 0.024435 | 0.024433 | 0.024431 | 0.024429 | 0.024427 | 0.024426 | 0.024424 | 0.024422 | 0.02442 | 0.024418 | 0.024417 | 0.024415 | 0.024413 | 0.024411 | 0.024409 | 0.024408
|  | Company: | Dŵr Cymru Welsh Water
|  | Resource Zone Name: | South Meirionydd
|  | Resource Zone Number: | 8036
|  | Planning Scenario Name: | Dry Year Annual Average
|  | Chosen Level of Service: | 1 in 20

## 3. BL Demand
Table 3: Baseline demand
| Row ref | Component | Derivation | Unit | Decimal places | 2015-16 | For info 2017-18 | For info 2018-19 | For info 2019-20 | 2020-21 | 2021-22 | 2022-23 | 2023-24 | 2024-25 | 2025-26 | 2026-27 | 2027-28 | 2028-29 | 2029-30 | 2030-31 | 2031-32 | 2032-33 | 2033-34 | 2034-35 | 2035-36 | 2036-37 | 2037-38 | 2038-39 | 2039-40 | 2040-41 | 2041-42 | 2042-43 | 2043-44 | 2044-45 | 2045-46 | 2046-47 | 2047-48 | 2048-49 | 2049-50
Consumption | 19BL | Water delivered measured non-household | Input | Ml/d | 2 | 0.44697 | 0.44751 | 0.44884 | 0.44965 | 0.45154 | 0.45437 | 0.45055 | 0.45015 | 0.44973 | 0.44932 | 0.4489 | 0.44827 | 0.44766 | 0.44705 | 0.44645 | 0.44585 | 0.44525 | 0.44465 | 0.44405 | 0.44347 | 0.44289 | 0.44231 | 0.44173 | 0.44116 | 0.44058 | 0.44 | 0.43943 | 0.43886 | 0.43828 | 0.4377 | 0.43712 | 0.43654 | 0.43596 | 0.43538
| 20BL | Water delivered unmeasured non- household | Input | Ml/d | 2 | 0.076031 | 0.074752 | 0.07412 | 0.073492 | 0.072869 | 0.072256 | 0.071652 | 0.07106 | 0.070479 | 0.069911 | 0.069356 | 0.068813 | 0.068283 | 0.067766 | 0.067263 | 0.066772 | 0.066293 | 0.065827 | 0.065374 | 0.064933 | 0.064504 | 0.064086 | 0.063681 | 0.063286 | 0.062902 | 0.062529 | 0.062167 | 0.061815 | 0.061472 | 0.06114 | 0.060817 | 0.060504 | 0.060199 | 0.059903
| 21BL | Water delivered measured household | Input | Ml/d | 2 | 0.29195 | 0.33547 | 0.35057 | 0.36704 | 0.38216 | 0.39419 | 0.40821 | 0.41894 | 0.43199 | 0.4477 | 0.4597 | 0.47451 | 0.48565 | 0.49625 | 0.50266 | 0.50834 | 0.51341 | 0.51794 | 0.52194 | 0.52539 | 0.52828 | 0.53063 | 0.53246 | 0.53383 | 0.53485 | 0.53559 | 0.53609 | 0.53638 | 0.5364 | 0.53618 | 0.53585 | 0.53579 | 0.53634 | 0.53714
| 22BL | Water delivered unmeasured household | Input | Ml/d | 2 | 0.74627 | 0.72041 | 0.7055 | 0.69088 | 0.67196 | 0.64948 | 0.63135 | 0.60987 | 0.59271 | 0.5796 | 0.5632 | 0.55033 | 0.53427 | 0.51856 | 0.5001 | 0.48207 | 0.46454 | 0.44751 | 0.43096 | 0.41495 | 0.39942 | 0.38438 | 0.3698 | 0.35568 | 0.342 | 0.32875 | 0.31593 | 0.30353 | 0.29153 | 0.27994 | 0.26873 | 0.25789 | 0.2474 | 0.23724
| 23BL | Measured Non Household - Consumption | 19BL-34BL | Ml/d | 2 | 0.438 | 0.43843 | 0.43971 | 0.44047 | 0.44231 | 0.4451 | 0.44123 | 0.44079 | 0.44033 | 0.43988 | 0.43942 | 0.43876 | 0.43811 | 0.43746 | 0.43683 | 0.43619 | 0.43556 | 0.43493 | 0.4343 | 0.43369 | 0.43308 | 0.43247 | 0.43187 | 0.43127 | 0.43066 | 0.43006 | 0.42946 | 0.42886 | 0.42827 | 0.42766 | 0.42706 | 0.42646 | 0.42585 | 0.42525
| 24BL | Unmeasured Non Household - Consumption | 20BL-35BL | Ml/d | 2 | 0.074377 | 0.0732 | 0.072615 | 0.072034 | 0.071457 | 0.070888 | 0.070327 | 0.069776 | 0.069235 | 0.068705 | 0.068187 | 0.06768 | 0.067186 | 0.066703 | 0.066233 | 0.065774 | 0.065326 | 0.06489 | 0.064466 | 0.064053 | 0.063651 | 0.06326 | 0.06288 | 0.06251 | 0.062151 | 0.061801 | 0.061461 | 0.061131 | 0.06081 | 0.060498 | 0.060195 | 0.059901 | 0.059615 | 0.059337
| 25BL | Measured Household - Consumption | 21BL-36BL | Ml/d | 2 | 0.25306 | 0.29334 | 0.30699 | 0.32188 | 0.33527 | 0.34561 | 0.35797 | 0.36708 | 0.37854 | 0.39265 | 0.40315 | 0.41648 | 0.4262 | 0.4354 | 0.44045 | 0.44479 | 0.44854 | 0.45176 | 0.45445 | 0.45663 | 0.45826 | 0.45937 | 0.45998 | 0.46013 | 0.45994 | 0.45944 | 0.45869 | 0.45768 | 0.4564 | 0.45484 | 0.45312 | 0.45157 | 0.45041 | 0.44933
| 26BL | Unmeasured Household - Consumption | 22BL-37BL | Ml/d | 2 | 0.68053 | 0.65806 | 0.64477 | 0.63173 | 0.61436 | 0.59338 | 0.57671 | 0.55666 | 0.54088 | 0.52913 | 0.51404 | 0.50245 | 0.48764 | 0.47315 | 0.45587 | 0.439 | 0.42258 | 0.40665 | 0.39117 | 0.37619 | 0.36168 | 0.34761 | 0.33399 | 0.3208 | 0.30804 | 0.29567 | 0.28372 | 0.27215 | 0.26098 | 0.25018 | 0.23974 | 0.22967 | 0.21991 | 0.21047
| 27 - | Percentage of consumption driven by climate change | Input | % | 1 | 0 | 0.16716 | 0.19144 | 0.21542 | 0.2408 | 0.25581 | 0.26711 | 0.28117 | 0.29408 | 0.30561 | 0.31864 | 0.33017 | 0.34329 | 0.35654 | 0.3717 | 0.38769 | 0.404 | 0.42061 | 0.43754 | 0.45478 | 0.47238 | 0.49033 | 0.50865 | 0.52734 | 0.54636 | 0.56764 | 0.58927 | 0.61126 | 0.63363 | 0.65638 | 0.67947 | 0.7027 | 0.72593 | 0.74932
| 28 - | Volume of consumption driven by climate change |  | Ml/d | 1 | 0 | 0.0024456 | 0.0028028 | 0.0031583 | 0.0035239 | 0.003722 | 0.003863 | 0.0040329 | 0.0042023 | 0.0043714 | 0.00454 | 0.0047061 | 0.0048717 | 0.0050369 | 0.0052015 | 0.0053724 | 0.0055429 | 0.0057128 | 0.0058822 | 0.0060512 | 0.0062197 | 0.0063876 | 0.0065551 | 0.006722 | 0.0068885 | 0.0070783 | 0.0072676 | 0.0074563 | 0.0076444 | 0.0078318 | 0.0080185 | 0.0082046 | 0.0083902 | 0.0085751
PCC and consumption by component | 29BL | Measured Household - PCC | (25BL*1,000,000)/(51BL*1,000) | l/h/d | 1 | 108.3787 | 114.6063 | 115.0545 | 115.5008 | 115.3411 | 114.2791 | 114.0119 | 112.86 | 112.4745 | 112.9881 | 112.5858 | 113.0985 | 112.7277 | 112.3308 | 110.9893 | 109.6276 | 108.2536 | 106.8554 | 105.4538 | 104.0318 | 102.5888 | 101.1195 | 99.6297 | 98.1237 | 96.6093 | 95.1126 | 93.6168 | 92.1448 | 90.6672 | 89.1882 | 87.719 | 86.2842 | 85.0011 | 83.8401
| 29.1BL | Measured toilet flushing | Input | l/h/d | 1 | 27.3584 | 28.9305 | 29.0437 | 29.1563 | 29.116 | 28.8479 | 28.7805 | 28.4897 | 28.3924 | 28.522 | 28.4205 | 28.5499 | 28.4563 | 28.3561 | 28.0175 | 27.6737 | 27.3269 | 26.9739 | 26.6201 | 26.2612 | 25.8969 | 25.526 | 25.1499 | 24.7697 | 24.3874 | 24.0096 | 23.6321 | 23.2605 | 22.8875 | 22.5141 | 22.1432 | 21.781 | 21.4572 | 21.1641
| 29.2BL | Measured personal washing | Input | l/h/d | 1 | 41.2323 | 43.6016 | 43.7721 | 43.9419 | 43.8811 | 43.4771 | 43.3754 | 42.9372 | 42.7905 | 42.9859 | 42.8329 | 43.0279 | 42.8869 | 42.7359 | 42.2255 | 41.7074 | 41.1847 | 40.6528 | 40.1195 | 39.5785 | 39.0296 | 38.4706 | 37.9038 | 37.3308 | 36.7547 | 36.1852 | 35.6162 | 35.0562 | 34.494 | 33.9314 | 33.3724 | 32.8265 | 32.3384 | 31.8967
| 29.3BL | Measured clothes washing | Input | l/h/d | 1 | 13.2068 | 13.9656 | 14.0203 | 14.0746 | 14.0552 | 13.9258 | 13.8932 | 13.7528 | 13.7059 | 13.7685 | 13.7194 | 13.7819 | 13.7367 | 13.6884 | 13.5249 | 13.359 | 13.1915 | 13.0211 | 12.8503 | 12.6771 | 12.5012 | 12.3222 | 12.1406 | 11.9571 | 11.7726 | 11.5902 | 11.4079 | 11.2285 | 11.0485 | 10.8683 | 10.6892 | 10.5144 | 10.358 | 10.2165
| 29.4BL | Measured dish washing | Input | l/h/d | 1 | 10.128 | 10.71 | 10.7519 | 10.7936 | 10.7787 | 10.6794 | 10.6545 | 10.5468 | 10.5108 | 10.5588 | 10.5212 | 10.5691 | 10.5344 | 10.4974 | 10.372 | 10.2447 | 10.1163 | 9.9857 | 9.8547 | 9.7218 | 9.587 | 9.4497 | 9.3104 | 9.1697 | 9.0282 | 8.8883 | 8.7485 | 8.611 | 8.4729 | 8.3347 | 8.1974 | 8.0633 | 7.9434 | 7.8349
| 29.5BL | Measured miscellaneous internal use | Input | l/h/d | 1 | 14.7396 | 15.5865 | 15.6475 | 15.7082 | 15.6865 | 15.542 | 15.5057 | 15.349 | 15.2966 | 15.3665 | 15.3117 | 15.3815 | 15.331 | 15.2771 | 15.0946 | 14.9094 | 14.7226 | 14.5324 | 14.3418 | 14.1484 | 13.9522 | 13.7523 | 13.5497 | 13.3449 | 13.1389 | 12.9354 | 12.732 | 12.5318 | 12.3308 | 12.1297 | 11.9298 | 11.7347 | 11.5602 | 11.4023
| 29.6BL | Measured external use | Input | l/h/d | 1 | 1.7136 | 1.812 | 1.8191 | 1.8262 | 1.8237 | 1.8069 | 1.8027 | 1.7844 | 1.7783 | 1.7865 | 1.7801 | 1.7882 | 1.7823 | 1.7761 | 1.7549 | 1.7333 | 1.7116 | 1.6895 | 1.6673 | 1.6449 | 1.622 | 1.5988 | 1.5753 | 1.5514 | 1.5275 | 1.5038 | 1.4802 | 1.4569 | 1.4335 | 1.4102 | 1.3869 | 1.3642 | 1.344 | 1.3256
| 30BL | Unmeasured Household - PCC | (26BL*1,000,000)/(52BL*1,000) | l/h/d | 1 | 157.4687 | 159.1798 | 159.4103 | 159.5909 | 158.7491 | 156.853 | 155.9733 | 154.0389 | 153.1196 | 153.2914 | 152.395 | 152.4604 | 151.4559 | 150.4289 | 148.371 | 146.2845 | 144.1803 | 142.0585 | 139.9265 | 137.7922 | 135.6463 | 133.4885 | 131.3204 | 129.1459 | 126.9612 | 124.7789 | 122.5951 | 120.4163 | 118.2359 | 116.0555 | 113.8766 | 111.7027 | 109.5558 | 107.4314
| 30.1BL | Unmeasured toilet flushing | Input | l/h/d | 1 | 35.2987 | 35.6822 | 35.7339 | 35.7744 | 35.5857 | 35.1607 | 34.9634 | 34.5298 | 34.3238 | 34.3623 | 34.1613 | 34.176 | 33.9508 | 33.7206 | 33.2593 | 32.7916 | 32.3199 | 31.8443 | 31.3664 | 30.8879 | 30.4069 | 29.9232 | 29.4372 | 28.9497 | 28.46 | 27.9708 | 27.4813 | 26.9929 | 26.5041 | 26.0153 | 25.5269 | 25.0396 | 24.5584 | 24.0822
| 30.2BL | Unmeasured personal washing | Input | l/h/d | 1 | 65.2406 | 65.9495 | 66.045 | 66.1198 | 65.7711 | 64.9855 | 64.621 | 63.8196 | 63.4387 | 63.5099 | 63.1385 | 63.1656 | 62.7495 | 62.3239 | 61.4714 | 60.6069 | 59.7351 | 58.856 | 57.9727 | 57.0885 | 56.1994 | 55.3054 | 54.4071 | 53.5062 | 52.6011 | 51.6969 | 50.7922 | 49.8895 | 48.9861 | 48.0827 | 47.18 | 46.2793 | 45.3899 | 44.5097
| 30.3BL | Unmeasured clothes washing | Input | l/h/d | 1 | 18.7933 | 18.9976 | 19.0251 | 19.0466 | 18.9462 | 18.7199 | 18.6149 | 18.384 | 18.2743 | 18.2948 | 18.1878 | 18.1956 | 18.0757 | 17.9532 | 17.7076 | 17.4586 | 17.2074 | 16.9542 | 16.6998 | 16.445 | 16.1889 | 15.9314 | 15.6726 | 15.4131 | 15.1524 | 14.8919 | 14.6313 | 14.3713 | 14.111 | 13.8508 | 13.5908 | 13.3313 | 13.0751 | 12.8216
| 30.4BL | Unmeasured dish washing | Input | l/h/d | 1 | 14.87 | 15.0316 | 15.0533 | 15.0704 | 14.9909 | 14.8119 | 14.7288 | 14.5461 | 14.4593 | 14.4755 | 14.3909 | 14.397 | 14.3022 | 14.2052 | 14.0109 | 13.8138 | 13.6151 | 13.4148 | 13.2135 | 13.0119 | 12.8093 | 12.6055 | 12.4008 | 12.1954 | 11.9891 | 11.783 | 11.5768 | 11.3711 | 11.1652 | 10.9593 | 10.7535 | 10.5482 | 10.3455 | 10.1449
| 30.5BL | Unmeasured miscellaneous internal use | Input | l/h/d | 1 | 21.5252 | 21.7591 | 21.7906 | 21.8153 | 21.7003 | 21.4411 | 21.3208 | 21.0564 | 20.9307 | 20.9542 | 20.8317 | 20.8406 | 20.7033 | 20.5629 | 20.2816 | 19.9964 | 19.7088 | 19.4187 | 19.1273 | 18.8355 | 18.5422 | 18.2472 | 17.9509 | 17.6536 | 17.355 | 17.0567 | 16.7582 | 16.4603 | 16.1623 | 15.8642 | 15.5664 | 15.2692 | 14.9758 | 14.6854
| 30.6BL | Unmeasured external use | Input | l/h/d | 1 | 1.7409 | 1.7598 | 1.7623 | 1.7643 | 1.755 | 1.7341 | 1.7243 | 1.7029 | 1.6928 | 1.6947 | 1.6848 | 1.6855 | 1.6744 | 1.663 | 1.6403 | 1.6172 | 1.594 | 1.5705 | 1.5469 | 1.5233 | 1.4996 | 1.4758 | 1.4518 | 1.4277 | 1.4036 | 1.3795 | 1.3553 | 1.3312 | 1.3071 | 1.283 | 1.2589 | 1.2349 | 1.2112 | 1.1877
| 31BL | Average Household - PCC | ((25BL+26BL)*1,000,000))/(51BL+52BL*1,000) | l/h/d | 1 | 140.2494 | 142.1357 | 141.7801 | 141.375 | 140.1301 | 137.9387 | 136.7042 | 134.5327 | 133.2886 | 133.0717 | 131.8959 | 131.6883 | 130.5397 | 129.3973 | 127.3018 | 125.2131 | 123.1382 | 121.0678 | 119.0173 | 116.9782 | 114.9452 | 112.9136 | 110.8864 | 108.8663 | 106.8555 | 104.8758 | 102.9132 | 100.986 | 99.0709 | 97.1707 | 95.2929 | 93.4536 | 91.7472 | 90.1553
| 32BL | Water Taken Unbilled | Input | Ml/d | 2 | 0.027322 | 0.027311 | 0.027396 | 0.027527 | 0.027714 | 0.027896 | 0.028079 | 0.028259 | 0.028438 | 0.028624 | 0.028794 | 0.02896 | 0.02912 | 0.029278 | 0.029434 | 0.029589 | 0.029746 | 0.029905 | 0.030067 | 0.03023 | 0.030393 | 0.030555 | 0.030718 | 0.030883 | 0.031055 | 0.031237 | 0.031432 | 0.031642 | 0.031861 | 0.032094 | 0.032344 | 0.032633 | 0.03299 | 0.033401
| 33BL | Distribution System Operational Use | Input | Ml/d | 2 | 0.029667 | 0.029655 | 0.029747 | 0.02989 | 0.030092 | 0.03029 | 0.030489 | 0.030684 | 0.030878 | 0.03108 | 0.031265 | 0.031445 | 0.03162 | 0.031791 | 0.03196 | 0.032129 | 0.032299 | 0.032471 | 0.032647 | 0.032824 | 0.033001 | 0.033177 | 0.033354 | 0.033534 | 0.03372 | 0.033918 | 0.03413 | 0.034357 | 0.034596 | 0.034848 | 0.03512 | 0.035433 | 0.035821 | 0.036267
Leakage | 34BL | Measured Non Household - USPL | Input | Ml/d | 2 | 0.0089674 | 0.0090791 | 0.0091311 | 0.0091808 | 0.0092284 | 0.0092742 | 0.0093182 | 0.0093606 | 0.0094016 | 0.0094411 | 0.0094794 | 0.0095165 | 0.0095525 | 0.0095874 | 0.0096213 | 0.0096543 | 0.0096865 | 0.0097177 | 0.0097483 | 0.009778 | 0.0098071 | 0.0098355 | 0.0098632 | 0.0098904 | 0.0099169 | 0.0099429 | 0.0099684 | 0.0099933 | 0.010018 | 0.010042 | 0.010065 | 0.010088 | 0.010111 | 0.010134
| 35BL | Unmeasured Non Household - USPL | Input | Ml/d | 2 | 0.0016533 | 0.0015522 | 0.001504 | 0.0014573 | 0.0014121 | 0.0013683 | 0.0013258 | 0.0012847 | 0.0012448 | 0.0012061 | 0.0011687 | 0.0011324 | 0.0010973 | 0.0010632 | 0.0010302 | 0.00099823 | 0.00096724 | 0.00093722 | 0.00090813 | 0.00087994 | 0.00085262 | 0.00082616 | 0.00080051 | 0.00077567 | 0.00075159 | 0.00072826 | 0.00070565 | 0.00068375 | 0.00066252 | 0.00064196 | 0.00062203 | 0.00060272 | 0.00058402 | 0.00056589
| 36BL | Measured Household - USPL | Input | Ml/d | 2 | 0.038897 | 0.042136 | 0.043584 | 0.045157 | 0.046889 | 0.048576 | 0.050239 | 0.051859 | 0.053454 | 0.055044 | 0.056553 | 0.058025 | 0.059453 | 0.060848 | 0.062211 | 0.063551 | 0.064874 | 0.066182 | 0.067481 | 0.068761 | 0.070021 | 0.07126 | 0.072482 | 0.073694 | 0.074908 | 0.076143 | 0.077402 | 0.078694 | 0.080005 | 0.081342 | 0.082726 | 0.084221 | 0.085935 | 0.087814
| 37BL | Unmeasured Household - USPL | Input | Ml/d | 2 | 0.065737 | 0.062354 | 0.060728 | 0.059145 | 0.057603 | 0.056101 | 0.054639 | 0.053214 | 0.051827 | 0.050476 | 0.04916 | 0.047878 | 0.04663 | 0.045414 | 0.04423 | 0.043077 | 0.041954 | 0.04086 | 0.039795 | 0.038758 | 0.037747 | 0.036763 | 0.035805 | 0.034871 | 0.033962 | 0.033077 | 0.032214 | 0.031375 | 0.030557 | 0.02976 | 0.028984 | 0.028229 | 0.027493 | 0.026776
| 38BL | Void Properties - USPL | Input | Ml/d | 2 | 0.010102 | 0.0085388 | 0.0084919 | 0.0084543 | 0.0084276 | 0.0084015 | 0.0083772 | 0.0083535 | 0.0083312 | 0.0083114 | 0.0082901 | 0.0082696 | 0.0082493 | 0.0082298 | 0.0082112 | 0.0081936 | 0.0081775 | 0.0081628 | 0.0081499 | 0.008138 | 0.0081272 | 0.0081174 | 0.0081086 | 0.0081012 | 0.0080957 | 0.0080931 | 0.0080935 | 0.0080971 | 0.0081034 | 0.0081125 | 0.0081256 | 0.0081458 | 0.0081782 | 0.0082205
| 39BL | Distribution Losses | Input | Ml/d | 2 | 0.43367 | 0.36732 | 0.36754 | 0.36689 | 0.34544 | 0.324 | 0.30253 | 0.28108 | 0.25961 | 0.24865 | 0.23774 | 0.22683 | 0.21862 | 0.21041 | 0.19951 | 0.1886 | 0.17768 | 0.16674 | 0.15578 | 0.15018 | 0.14457 | 0.13895 | 0.13333 | 0.12769 | 0.12201 | 0.1163 | 0.11053 | 0.1047 | 0.098828 | 0.092907 | 0.086913 | 0.08078 | 0.074398 | 0.06782
| 40BL | Total Leakage | sum(34BL:39BL) | Ml/d | 2 | 0.55902 | 0.49098 | 0.49098 | 0.49028 | 0.469 | 0.44772 | 0.42643 | 0.40515 | 0.38387 | 0.37313 | 0.36239 | 0.35166 | 0.3436 | 0.33555 | 0.32481 | 0.31407 | 0.30334 | 0.2926 | 0.28186 | 0.27649 | 0.27112 | 0.26576 | 0.26039 | 0.25502 | 0.24965 | 0.24428 | 0.23891 | 0.23354 | 0.22817 | 0.2228 | 0.21744 | 0.21207 | 0.2067 | 0.20133
| 41BL | Total Leakage | (40BL*1,000,000)/(48BL*1,000) | l/prop/d | 2 | 130.312 | 114.4822 | 114.1292 | 113.424 | 107.7679 | 102.204 | 96.7075 | 91.2974 | 85.9539 | 83.0055 | 80.1409 | 77.319 | 75.1316 | 72.9751 | 70.2666 | 67.5875 | 64.9329 | 62.3022 | 59.692 | 58.2404 | 56.8044 | 55.3844 | 53.9786 | 52.5835 | 51.1935 | 49.8003 | 48.4047 | 47.0044 | 45.6076 | 44.2131 | 42.8138 | 41.3885 | 39.9044 | 38.3904
Customer: Properties | 42BL | Measured non-households - properties | Input (total, excluding voids) | 000's | 2 | 0.41111 | 0.41623 | 0.41862 | 0.4209 | 0.42308 | 0.42518 | 0.4272 | 0.42914 | 0.43102 | 0.43283 | 0.43459 | 0.43629 | 0.43794 | 0.43954 | 0.44109 | 0.44261 | 0.44408 | 0.44551 | 0.44691 | 0.44828 | 0.44961 | 0.45091 | 0.45218 | 0.45343 | 0.45464 | 0.45584 | 0.457 | 0.45815 | 0.45927 | 0.46037 | 0.46145 | 0.46251 | 0.46355 | 0.46457
| 43BL | Unmeasured non-households - properties | Input (total, excluding voids) | 000's | 2 | 0.048388 | 0.045431 | 0.044021 | 0.042654 | 0.04133 | 0.040047 | 0.038804 | 0.0376 | 0.036432 | 0.035302 | 0.034206 | 0.033144 | 0.032115 | 0.031118 | 0.030152 | 0.029216 | 0.02831 | 0.027431 | 0.026579 | 0.025754 | 0.024955 | 0.02418 | 0.02343 | 0.022702 | 0.021998 | 0.021315 | 0.020653 | 0.020012 | 0.019391 | 0.018789 | 0.018206 | 0.017641 | 0.017093 | 0.016563
| 44BL | All void non-households - properties | Input (voids in each year) | 000's | 2 | 0.058642 | 0.058404 | 0.058284 | 0.058164 | 0.058046 | 0.057929 | 0.057814 | 0.057701 | 0.057591 | 0.057484 | 0.05738 | 0.057279 | 0.057182 | 0.057088 | 0.056997 | 0.05691 | 0.056826 | 0.056745 | 0.056668 | 0.056595 | 0.056525 | 0.056458 | 0.056395 | 0.056334 | 0.056277 | 0.056223 | 0.056172 | 0.056125 | 0.05608 | 0.056038 | 0.055998 | 0.055962 | 0.055928 | 0.055897
| 45BL | Total measured households - properties (excl void) | Pre-plan year = input. Forecast years = Previous year 45BL + sum(45.1BL:45.6BL) | 000's | 2 | 1.6241 | 1.7621 | 1.8235 | 1.8909 | 1.9655 | 2.0384 | 2.1102 | 2.1803 | 2.2493 | 2.3183 | 2.3837 | 2.4475 | 2.5094 | 2.57 | 2.6292 | 2.6874 | 2.745 | 2.802 | 2.8587 | 2.9145 | 2.9696 | 3.0237 | 3.0772 | 3.1303 | 3.1835 | 3.2378 | 3.2932 | 3.3502 | 3.408 | 3.4671 | 3.5285 | 3.5949 | 3.6712 | 3.7552
| 45.1BL | New build properties - properties | Input (new builds in each year) | 000's | 2 | 0.0058091 | 0.013323 | 0.013539 | 0.020697 | 0.029229 | 0.028558 | 0.028782 | 0.028076 | 0.028155 | 0.02912 | 0.026602 | 0.026075 | 0.025141 | 0.024711 | 0.024334 | 0.024256 | 0.024472 | 0.024745 | 0.02528 | 0.025284 | 0.025257 | 0.025167 | 0.025218 | 0.025565 | 0.026442 | 0.028183 | 0.029996 | 0.032213 | 0.033782 | 0.035629 | 0.03846 | 0.044144 | 0.054661 | 0.062816
| 45.2BL | Meter optants - properties | Input (meter optants in each year) | 000's | 2 | 0.043587 | 0.045247 | 0.044068 | 0.042919 | 0.0418 | 0.04071 | 0.039649 | 0.038615 | 0.037608 | 0.036628 | 0.035673 | 0.034743 | 0.033837 | 0.032955 | 0.032096 | 0.031259 | 0.030444 | 0.029651 | 0.028878 | 0.028125 | 0.027391 | 0.026677 | 0.025982 | 0.025305 | 0.024645 | 0.024002 | 0.023377 | 0.022767 | 0.022174 | 0.021595 | 0.021032 | 0.020484 | 0.01995 | 0.01943
| 45.3BL | Compulsory metering - properties | Input (compulsory meters in each year) | 000's | 2 | 0 | 0 | 0 | 0 | 0 | 0 | 0 | 0 | 0 | 0 | 0 | 0 | 0 | 0 | 0 | 0 | 0 | 0 | 0 | 0 | 0 | 0 | 0 | 0 | 0 | 0 | 0 | 0 | 0 | 0 | 0 | 0 | 0 | 0
| 45.4BL | Metering on change of occupancy - properties | Input (change of occupancy meters in each year) | 000's | 2 | 0 | 0 | 0 | 0 | 0 | 0 | 0 | 0 | 0 | 0 | 0 | 0 | 0 | 0 | 0 | 0 | 0 | 0 | 0 | 0 | 0 | 0 | 0 | 0 | 0 | 0 | 0 | 0 | 0 | 0 | 0 | 0 | 0 | 0
| 45.5BL | Selective metering - properties | Input (selective meters in each year) | 000's | 2 | 0 | 0 | 0 | 0 | 0 | 0 | 0 | 0 | 0 | 0 | 0 | 0 | 0 | 0 | 0 | 0 | 0 | 0 | 0 | 0 | 0 | 0 | 0 | 0 | 0 | 0 | 0 | 0 | 0 | 0 | 0 | 0 | 0 | 0
| 45.6BL | Other changes to existing metering - properties | Input (other changes to meters in each year) | 000's | 2 | 0.0048246 | 0.003943 | 0.0038402 | 0.0037401 | 0.0036426 | 0.0035476 | 0.0034551 | 0.003365 | 0.0032773 | 0.0031919 | 0.0031087 | 0.0030276 | 0.0029487 | 0.0028718 | 0.0027969 | 0.002724 | 0.002653 | 0.0025838 | 0.0025165 | 0.0024509 | 0.002387 | 0.0023248 | 0.0022641 | 0.0022051 | 0.0021476 | 0.0020916 | 0.0020371 | 0.001984 | 0.0019323 | 0.0018819 | 0.0018328 | 0.0017851 | 0.0017385 | 0.0016932
| 45.7BL | Measured void households - properties | Input (voids in each year) | 000's | 2 | 0.05906 | 0.054022 | 0.055889 | 0.057926 | 0.060174 | 0.062365 | 0.064526 | 0.066632 | 0.068706 | 0.070774 | 0.072737 | 0.074653 | 0.076511 | 0.078326 | 0.080102 | 0.081847 | 0.083571 | 0.085276 | 0.086971 | 0.088641 | 0.090285 | 0.091903 | 0.093499 | 0.095082 | 0.096669 | 0.098285 | 0.099934 | 0.10163 | 0.10335 | 0.1051 | 0.10692 | 0.10888 | 0.11114 | 0.11361
| 46BL | Unmeasured households - properties (excl void) | Input (total) | 000's | 2 | 1.9373 | 1.8376 | 1.7897 | 1.7431 | 1.6976 | 1.6534 | 1.6103 | 1.5683 | 1.5274 | 1.4876 | 1.4488 | 1.411 | 1.3742 | 1.3384 | 1.3035 | 1.2695 | 1.2364 | 1.2042 | 1.1728 | 1.1422 | 1.1125 | 1.0834 | 1.0552 | 1.0277 | 1.0009 | 0.97481 | 0.94939 | 0.92464 | 0.90054 | 0.87706 | 0.85419 | 0.83192 | 0.81024 | 0.78911
| 47BL | Unmeasured void households - properties | Input (voids in each year) | 000's | 2 | 0.15125 | 0.11489 | 0.1119 | 0.10898 | 0.10614 | 0.10337 | 0.10068 | 0.098054 | 0.095498 | 0.093008 | 0.090583 | 0.088222 | 0.085922 | 0.083682 | 0.0815 | 0.079375 | 0.077306 | 0.075291 | 0.073328 | 0.071416 | 0.069554 | 0.067741 | 0.065975 | 0.064255 | 0.06258 | 0.060948 | 0.059359 | 0.057812 | 0.056305 | 0.054837 | 0.053407 | 0.052015 | 0.050659 | 0.049338
| 48BL | Total Resource Zone Properties (incl voids) | SUM(42BL:45BL)+45.7BL+46BL+47BL | 000's | 2 | 4.2899 | 4.2887 | 4.3019 | 4.3226 | 4.3519 | 4.3806 | 4.4095 | 4.4377 | 4.466 | 4.4953 | 4.522 | 4.5481 | 4.5733 | 4.5981 | 4.6226 | 4.6469 | 4.6715 | 4.6964 | 4.7219 | 4.7474 | 4.7729 | 4.7984 | 4.8239 | 4.8498 | 4.8766 | 4.9052 | 4.9357 | 4.9685 | 5.003 | 5.0393 | 5.0786 | 5.1238 | 5.1798 | 5.2443
Customer: Population | 49BL | Measured Non Household - Population | Input (total) | 000's | 2 | 0.21511 | 0.21183 | 0.2104 | 0.20685 | 0.2033 | 0.2005 | 0.19766 | 0.1948 | 0.19148 | 0.1884 | 0.18599 | 0.1842 | 0.18257 | 0.18086 | 0.17945 | 0.17905 | 0.17875 | 0.17804 | 0.1773 | 0.17635 | 0.17545 | 0.17465 | 0.17361 | 0.1725 | 0.17136 | 0.17034 | 0.16927 | 0.16834 | 0.16732 | 0.16629 | 0.1652 | 0.16391 | 0.16323 | 0.16322
| 50BL | Unmeasured Non Household - Population | Input (total) | 000's | 2 | 0 | 0 | 0 | 0 | 0 | 0 | 0 | 0 | 0 | 0 | 0 | 0 | 0 | 0 | 0 | 0 | 0 | 0 | 0 | 0 | 0 | 0 | 0 | 0 | 0 | 0 | 0 | 0 | 0 | 0 | 0 | 0 | 0 | 0
| 51BL | Measured Household - Population | Input (total) | 000's | 2 | 2.3349 | 2.5595 | 2.6682 | 2.7868 | 2.9068 | 3.0243 | 3.1397 | 3.2525 | 3.3656 | 3.4752 | 3.5808 | 3.6825 | 3.7808 | 3.8761 | 3.9684 | 4.0573 | 4.1434 | 4.2277 | 4.3095 | 4.3893 | 4.467 | 4.5428 | 4.6168 | 4.6893 | 4.7608 | 4.8305 | 4.8997 | 4.967 | 5.0338 | 5.0998 | 5.1656 | 5.2335 | 5.2988 | 5.3594
| 52BL | Unmeasured Household - Population | Input (total) | 000's | 2 | 4.3217 | 4.1341 | 4.0447 | 3.9585 | 3.87 | 3.783 | 3.6975 | 3.6138 | 3.5324 | 3.4518 | 3.3731 | 3.2956 | 3.2197 | 3.1453 | 3.0725 | 3.001 | 2.9309 | 2.8625 | 2.7955 | 2.7301 | 2.6663 | 2.6041 | 2.5433 | 2.4841 | 2.4262 | 2.3696 | 2.3143 | 2.2601 | 2.2072 | 2.1557 | 2.1053 | 2.056 | 2.0073 | 1.9591
| 53BL | Total Resource Zone Population | Sum(49BL:52BL) | 000's | 2 | 6.8717 | 6.9054 | 6.9234 | 6.9521 | 6.98 | 7.0078 | 7.0349 | 7.0611 | 7.0895 | 7.1153 | 7.1399 | 7.1623 | 7.1831 | 7.2022 | 7.2204 | 7.2373 | 7.2531 | 7.2683 | 7.2823 | 7.2958 | 7.3088 | 7.3216 | 7.3338 | 7.3459 | 7.3584 | 7.3705 | 7.3832 | 7.3954 | 7.4084 | 7.4217 | 7.4361 | 7.4534 | 7.4693 | 7.4817
Occupancy | 54BL | Measured Household - Occupancy Rate (average) (excl voids) | 51BL/45BL | h/prop | 1 | 1.4377 | 1.4526 | 1.4632 | 1.4738 | 1.4789 | 1.4837 | 1.4879 | 1.4918 | 1.4962 | 1.499 | 1.5022 | 1.5046 | 1.5066 | 1.5082 | 1.5094 | 1.5097 | 1.5094 | 1.5088 | 1.5075 | 1.506 | 1.5043 | 1.5024 | 1.5003 | 1.4981 | 1.4955 | 1.4919 | 1.4878 | 1.4826 | 1.477 | 1.4709 | 1.464 | 1.4558 | 1.4433 | 1.4272
| 55BL | Unmeasured Household - Occupancy Rate | 52BL/46BL | h/prop | 1 | 2.2307 | 2.2497 | 2.26 | 2.271 | 2.2797 | 2.2881 | 2.2962 | 2.3043 | 2.3127 | 2.3204 | 2.3282 | 2.3356 | 2.3429 | 2.35 | 2.3571 | 2.3638 | 2.3705 | 2.3771 | 2.3836 | 2.3902 | 2.3968 | 2.4035 | 2.4103 | 2.4171 | 2.424 | 2.4308 | 2.4376 | 2.4443 | 2.451 | 2.4578 | 2.4646 | 2.4714 | 2.4774 | 2.4826
Metering | 56BL | Total Household Metering penetration (excl. voids) | 45BL/45BL+46BL | % | 0 | 45.6% | 48.95% | 50.47% | 52.03% | 53.66% | 55.21% | 56.72% | 58.16% | 59.56% | 60.91% | 62.2% | 63.43% | 64.62% | 65.76% | 66.85% | 67.92% | 68.95% | 69.94% | 70.91% | 71.84% | 72.75% | 73.62% | 74.47% | 75.28% | 76.08% | 76.86% | 77.62% | 78.37% | 79.1% | 79.81% | 80.51% | 81.21% | 81.92% | 82.64%
| 57BL | Total Household Metering penetration (incl. voids) | 45BL/(45BL+45.7BL+46BL+47BL) | % | 0 | 43.06% | 46.76% | 48.23% | 49.75% | 51.33% | 52.84% | 54.31% | 55.72% | 57.08% | 58.4% | 59.65% | 60.86% | 62.02% | 63.14% | 64.22% | 65.26% | 66.27% | 67.25% | 68.2% | 69.12% | 70.01% | 70.87% | 71.7% | 72.51% | 73.29% | 74.06% | 74.81% | 75.55% | 76.27% | 76.98% | 77.67% | 78.36% | 79.07% | 79.77%
|  | Company: | Dŵr Cymru Welsh Water
|  | Resource Zone Name: | South Meirionydd
|  | Resource Zone Number: | 8036
|  | Planning Scenario Name: | Dry Year Annual Average
|  | Chosen Level of Service: | 1 in 20

## 4. BL SDB
Table 4: Baseline supply demand balance
| Row ref | Component | Derivation | Unit | Decimal places | 2015-16 | For info 2017-18 | For info 2018-19 | For info 2019-20 | 2020-21 | 2021-22 | 2022-23 | 2023-24 | 2024-25 | 2025-26 | 2026-27 | 2027-28 | 2028-29 | 2029-30 | 2030-31 | 2031-32 | 2032-33 | 2033-34 | 2034-35 | 2035-36 | 2036-37 | 2037-38 | 2038-39 | 2039-40 | 2040-41 | 2041-42 | 2042-43 | 2043-44 | 2044-45 | 2045-46 | 2046-47 | 2047-48 | 2048-49 | 2049-50
SDB | 11BL | Distribution input | 19BL+20BL+21BL+22BL+32BL+33BL+38BL+39BL | Ml/d | 2 | 2.062 | 2.011 | 2.0122 | 2.0138 | 1.9902 | 1.9609 | 1.9312 | 1.8984 | 1.8722 | 1.8632 | 1.8472 | 1.8374 | 1.8235 | 1.8093 | 1.7856 | 1.7615 | 1.7374 | 1.7132 | 1.689 | 1.6701 | 1.6512 | 1.6322 | 1.6132 | 1.5941 | 1.5752 | 1.5564 | 1.5378 | 1.5194 | 1.5011 | 1.4829 | 1.465 | 1.4477 | 1.4313 | 1.4154
| 12BL | Water Available For Use (own sources) | (7BL+8BL)-(9BL+10BL) | Ml/d | 2 | 2.2751 | 2.2247 | 2.2241 | 2.2234 | 2.2227 | 2.222 | 2.2214 | 2.2207 | 2.22 | 2.2193 | 2.2187 | 2.218 | 2.2173 | 2.2166 | 2.2161 | 2.2159 | 2.2158 | 2.2156 | 2.2154 | 2.2153 | 2.2151 | 2.2149 | 2.2148 | 2.2146 | 2.2144 | 2.2142 | 2.2141 | 2.2139 | 2.2137 | 2.2136 | 2.2134 | 2.2132 | 2.2131 | 2.2129
| 13BL | Total Water Available For Use | 12BL+(2BL+3BL)-(5BL+6BL) | Ml/d | 2 | 2.4536 | 2.5047 | 2.5041 | 2.5034 | 2.5027 | 2.502 | 2.5014 | 2.5007 | 2.5 | 2.4993 | 2.4987 | 2.498 | 2.4973 | 2.4966 | 2.4961 | 2.4959 | 2.4958 | 2.4956 | 2.4954 | 2.4953 | 2.4951 | 2.4949 | 2.4948 | 2.4946 | 2.4944 | 2.4942 | 2.4941 | 2.4939 | 2.4937 | 2.4936 | 2.4934 | 2.4932 | 2.4931 | 2.4929
| 14BL | Target headroom (climate change component) | Input | Ml/d | 2 | 0.0003137 | 0.0045481 | 0.0091509 | 0.013722 | 0.018387 | 0.023006 | 0.027592 | 0.032237 | 0.036751 | 0.031145 | 0.03454 | 0.038047 | 0.041437 | 0.044133 | 0.041638 | 0.042251 | 0.043086 | 0.043776 | 0.044281 | 0.0068848 | 0.0072018 | 0.0074049 | 0.0076024 | 0.0077805 | 0.005908 | 0.0060252 | 0.006129 | 0.0062384 | 0.006366 | 0.0064237 | 0.0065712 | 0.0066572 | 0.0067744 | 0.0067514
| 15BL | Target headroom (All other components) | Input | Ml/d | 2 | 0.10565 | 0.10602 | 0.10909 | 0.11031 | 0.11191 | 0.1135 | 0.11289 | 0.11515 | 0.11608 | 0.092767 | 0.094502 | 0.094611 | 0.096067 | 0.095935 | 0.082141 | 0.088983 | 0.094546 | 0.10057 | 0.10831 | 0.099646 | 0.10601 | 0.1119 | 0.1196 | 0.1254 | 0.11847 | 0.12456 | 0.13136 | 0.13811 | 0.14665 | 0.15339 | 0.16077 | 0.16758 | 0.17606 | 0.18404
| 16BL | Target Headroom | 14BL+15BL | Ml/d | 2 | 0.10596 | 0.11056 | 0.11824 | 0.12403 | 0.1303 | 0.1365 | 0.14048 | 0.14738 | 0.15283 | 0.12391 | 0.12904 | 0.13266 | 0.1375 | 0.14007 | 0.12378 | 0.13123 | 0.13763 | 0.14435 | 0.15259 | 0.10653 | 0.11321 | 0.1193 | 0.1272 | 0.13318 | 0.12438 | 0.13059 | 0.13748 | 0.14435 | 0.15302 | 0.15982 | 0.16735 | 0.17424 | 0.18283 | 0.19079
| 17BL | Available Headroom | 13BL-11BL | Ml/d | 2 | 0.39167 | 0.49378 | 0.49186 | 0.48957 | 0.51251 | 0.54116 | 0.57012 | 0.60229 | 0.62783 | 0.63614 | 0.6514 | 0.66054 | 0.67382 | 0.68729 | 0.71053 | 0.7344 | 0.75838 | 0.78241 | 0.80647 | 0.82516 | 0.84391 | 0.86272 | 0.88158 | 0.90044 | 0.91921 | 0.93783 | 0.95627 | 0.97454 | 0.99266 | 1.0107 | 1.0284 | 1.0455 | 1.0618 | 1.0775
| 18BL | Supply Demand Balance | 17BL-16BL | Ml/d | 2 | 0.2857 | 0.38322 | 0.37362 | 0.36554 | 0.38222 | 0.40466 | 0.42964 | 0.45491 | 0.475 | 0.51222 | 0.52236 | 0.52789 | 0.53631 | 0.54722 | 0.58675 | 0.60316 | 0.62075 | 0.63806 | 0.65388 | 0.71863 | 0.73069 | 0.74342 | 0.75438 | 0.76726 | 0.79483 | 0.80725 | 0.81879 | 0.83019 | 0.83964 | 0.85083 | 0.86104 | 0.87128 | 0.87894 | 0.88672
|  | Company: | Dŵr Cymru Welsh Water
|  | Resource Zone Name: | South Meirionydd
|  | Resource Zone Number: | 8036
|  | Planning Scenario Name: | Dry Year Annual Average
|  | Chosen Level of Service: | 1 in 20
README

## 5. Feasible Options
Table 5: Feasible options detailed costs | [18 empty] | ENTER DISCOUNT RATE % |  |  |  | 3.5% | 3.5% | 3.5% | 3.5% | 3.5% | 3.5% | 3.5% | 3.5% | 3.5% | 3.5% | 3.5% | 3.5% | 3.5% | 3.5% | 3.5% | 3.5% | 3.5% | 3.5% | 3.5% | 3.5% | 3.5% | 3.5% | 3.5% | 3.5% | 3.5% | 3.5% | 3.5% | 3.5% | 3.5% | 3% | 3% | 3% | 3% | 3% | 3% | 3% | 3% | 3% | 3% | 3% | 3% | 3% | 3% | 3% | 3% | 3% | 3% | 3% | 3% | 3% | 3% | 3% | 3% | 3% | 3% | 3% | 3% | 3% | 3% | 3% | 3% | 3% | 3% | 3% | 3% | 3% | 3% | 3% | 3% | 3% | 3% | 3% | 3% | 3% | 2.5% | 2.5% | 2.5% | 2.5% | 2.5% | 2.5% | 2.5% | 2.5% | 2.5% | 2.5% | 2.5% | 2.5% | 2.5% | 2.5% | 2.5% | 2.5% | 2.5% | 2.5% | 2.5% | 2.5% | 2.5% | 2.5% | 2.5% | 2.5% | 2.5% | 2.5% | 2.5% | 2.5% | 2.5%
Detail the gains in WAFU / savings in demand, and the costs of feasible options under capacity use scenario | [18 empty] | ENTER DISCOUNT PERIOD (YRS) | 80 |  | 1 | 0.96618 | 0.93351 | 0.90194 | 0.87144 | 0.84197 | 0.8135 | 0.78599 | 0.75941 | 0.73373 | 0.70892 | 0.68495 | 0.66178 | 0.6394 | 0.61778 | 0.59689 | 0.57671 | 0.5572 | 0.53836 | 0.52016 | 0.50257 | 0.48557 | 0.46915 | 0.45329 | 0.43796 | 0.42315 | 0.40884 | 0.39501 | 0.38165 | 0.36875 | 0.35801 | 0.34758 | 0.33746 | 0.32763 | 0.31809 | 0.30882 | 0.29983 | 0.29109 | 0.28261 | 0.27438 | 0.26639 | 0.25863 | 0.2511 | 0.24379 | 0.23669 | 0.22979 | 0.2231 | 0.2166 | 0.21029 | 0.20417 | 0.19822 | 0.19245 | 0.18684 | 0.1814 | 0.17612 | 0.17099 | 0.16601 | 0.16117 | 0.15648 | 0.15192 | 0.14749 | 0.1432 | 0.13903 | 0.13498 | 0.13105 | 0.12723 | 0.12352 | 0.11993 | 0.11643 | 0.11304 | 0.10975 | 0.10655 | 0.10345 | 0.10044 | 0.097511 | 0.095133 | 0.092813 | 0.090549 | 0.08834 | 0.086186 | Note: If option costs are required from beyond year 80 then the NPV calculation formula must be amended manually to cover the extended period
[22 empty] | 1 | 2 | 3 | 4 | 5 | 6 | 7 | 8 | 9 | 10 | 11 | 12 | 13 | 14 | 15 | 16 | 17 | 18 | 19 | 20 | 21 | 22 | 23 | 24 | 25 | 26 | 27 | 28 | 29 | 30 | 31 | 32 | 33 | 34 | 35 | 36 | 37 | 38 | 39 | 40 | 41 | 42 | 43 | 44 | 45 | 46 | 47 | 48 | 49 | 50 | 51 | 52 | 53 | 54 | 55 | 56 | 57 | 58 | 59 | 60 | 61 | 62 | 63 | 64 | 65 | 66 | 67 | 68 | 69 | 70 | 71 | 72 | 73 | 74 | 75 | 76 | 77 | 78 | 79 | 80 | 81 | 82 | 83 | 84 | 85 | 86 | 87 | 88 | 89 | 90 | 91 | 92 | 93 | 94 | 95 | 96 | 97 | 98 | 99 | 100 | 101 | 102 | 103 | 104
Row ref | Option name | Option reference no. | Type of option | Preferred Option (Y/N) | Earliest potential option start date (Year) | Costs based on capacity | WAFU on full implementation (Ml/d) | NPV of WAFU (Ml) | CAPEX NPV (£000) | OPEX NPV (£000) | NPV of opex savings (£000) | NPV of carbon (£000) | Social & Env. NPV (£000) | TOTAL NPV (£000) | AIC (p/m3) | AISC (p/m3) | Scope confidence (score 1 to 5) | Cost confidence (score 1 to 5) | Cost component | Derivation | Unit | Year 1 | Year 2 | Year 3 | Year 4 | Year 5 | Year 6 | Year 7 | Year 8 | Year 9 | Year 10 | Year 11 | Year 12 | Year 13 | Year 14 | Year 15 | Year 16 | Year 17 | Year 18 | Year 19 | Year 20 | Year 21 | Year 22 | Year 23 | Year 24 | Year 25 | Year 26 | Year 27 | Year 28 | Year 29 | Year 30 | Year 31 | Year 32 | Year 33 | Year 34 | Year 35 | Year 36 | Year 37 | Year 38 | Year 39 | Year 40 | Year 41 | Year 42 | Year 43 | Year 44 | Year 45 | Year 46 | Year 47 | Year 48 | Year 49 | Year 50 | Year 51 | Year 52 | Year 53 | Year 54 | Year 55 | Year 56 | Year 57 | Year 58 | Year 59 | Year 60 | Year 61 | Year 62 | Year 63 | Year 64 | Year 65 | Year 66 | Year 67 | Year 68 | Year 69 | Year 70 | Year 71 | Year 72 | Year 73 | Year 74 | Year 75 | Year 76 | Year 77 | Year 78 | Year 79 | Year 80 | Year 81 | Year 82 | Year 83 | Year 84 | Year 85 | Year 86 | Year 87 | Year 88 | Year 89 | Year 90 | Year 91 | Year 92 | Year 93 | Year 94 | Year 95 | Year 96 | Year 97 | Year 98 | Year 99 | Year 100 | Year 101 | Year 102 | Year 103 | Year 104
58a | RESOURCE SIDE | bar: 1 Year 1 to 80 Year 80
58.1a | Options to increase raw water abstractions | [17 empty] | Total Mld for SDB component |  |  | 0 | 0 | 0 | 0 | 0 | 0 | 0 | 0 | 0 | 0 | 0 | 0 | 0 | 0 | 0 | 0 | 0 | 0 | 0 | 0 | 0 | 0 | 0 | 0 | 0 | 0 | 0 | 0 | 0 | 0 | 0 | 0 | 0 | 0 | 0 | 0 | 0 | 0 | 0 | 0 | 0 | 0 | 0 | 0 | 0 | 0 | 0 | 0 | 0 | 0 | 0 | 0 | 0 | 0 | 0 | 0 | 0 | 0 | 0 | 0 | 0 | 0 | 0 | 0 | 0 | 0 | 0 | 0 | 0 | 0 | 0 | 0 | 0 | 0 | 0 | 0 | 0 | 0 | 0 | 0 | 0 | 0 | 0 | 0 | 0 | 0 | 0 | 0 | 0 | 0 | 0 | 0 | 0 | 0 | 0 | 0 | 0 | 0 | 0 | 0 | 0 | 0 | 0 | 0
58.1x | [5 empty] | Capacity | 0 | 0 | 0 | 0 | 0 | 0 | 0 | 0 | #DIV/0! | #DIV/0! |  |  | Gains in WAFU / Savings in demand | Input | Ml/d | 81 Year 81: 0; 82 Year 82: 0; 83 Year 83: 0; 84 Year 84: 0; 85 Year 85: 0; 86 Year 86: 0; 87 Year 87: 0; 88 Year 88: 0; 89 Year 89: 0; 90 Year 90: 0; 91 Year 91: 0; 92 Year 92: 0; 93 Year 93: 0; 94 Year 94: 0; 95 Year 95: 0; 96 Year 96: 0; 97 Year 97: 0; 98 Year 98: 0; 99 Year 99: 0; 100 Year 100: 0; 101 Year 101: 0; 102 Year 102: 0; 103 Year 103: 0; 104 Year 104: 0
[19 empty] | Fixed capex | Input | £000s | 81 Year 81: 0; 82 Year 82: 0; 83 Year 83: 0; 84 Year 84: 0; 85 Year 85: 0; 86 Year 86: 0; 87 Year 87: 0; 88 Year 88: 0; 89 Year 89: 0; 90 Year 90: 0; 91 Year 91: 0; 92 Year 92: 0; 93 Year 93: 0; 94 Year 94: 0; 95 Year 95: 0; 96 Year 96: 0; 97 Year 97: 0; 98 Year 98: 0; 99 Year 99: 0; 100 Year 100: 0; 101 Year 101: 0; 102 Year 102: 0; 103 Year 103: 0; 104 Year 104: 0
[19 empty] | Variable capex | Input | £000s | 81 Year 81: 0; 82 Year 82: 0; 83 Year 83: 0; 84 Year 84: 0; 85 Year 85: 0; 86 Year 86: 0; 87 Year 87: 0; 88 Year 88: 0; 89 Year 89: 0; 90 Year 90: 0; 91 Year 91: 0; 92 Year 92: 0; 93 Year 93: 0; 94 Year 94: 0; 95 Year 95: 0; 96 Year 96: 0; 97 Year 97: 0; 98 Year 98: 0; 99 Year 99: 0; 100 Year 100: 0; 101 Year 101: 0; 102 Year 102: 0; 103 Year 103: 0; 104 Year 104: 0
[19 empty] | Financing costs | Input | £000s
[19 empty] | Fixed opex | Input | £000s | 81 Year 81: 0; 82 Year 82: 0; 83 Year 83: 0; 84 Year 84: 0; 85 Year 85: 0; 86 Year 86: 0; 87 Year 87: 0; 88 Year 88: 0; 89 Year 89: 0; 90 Year 90: 0; 91 Year 91: 0; 92 Year 92: 0; 93 Year 93: 0; 94 Year 94: 0; 95 Year 95: 0; 96 Year 96: 0; 97 Year 97: 0; 98 Year 98: 0; 99 Year 99: 0; 100 Year 100: 0; 101 Year 101: 0; 102 Year 102: 0; 103 Year 103: 0; 104 Year 104: 0
| NO DEFICIT | [17 empty] | Variable opex | Input | £000s | 81 Year 81: 0; 82 Year 82: 0; 83 Year 83: 0; 84 Year 84: 0; 85 Year 85: 0; 86 Year 86: 0; 87 Year 87: 0; 88 Year 88: 0; 89 Year 89: 0; 90 Year 90: 0; 91 Year 91: 0; 92 Year 92: 0; 93 Year 93: 0; 94 Year 94: 0; 95 Year 95: 0; 96 Year 96: 0; 97 Year 97: 0; 98 Year 98: 0; 99 Year 99: 0; 100 Year 100: 0; 101 Year 101: 0; 102 Year 102: 0; 103 Year 103: 0; 104 Year 104: 0
[19 empty] | Opex savings | Input | £000s | 81 Year 81: 0; 82 Year 82: 0; 83 Year 83: 0; 84 Year 84: 0; 85 Year 85: 0; 86 Year 86: 0; 87 Year 87: 0; 88 Year 88: 0; 89 Year 89: 0; 90 Year 90: 0; 91 Year 91: 0; 92 Year 92: 0; 93 Year 93: 0; 94 Year 94: 0; 95 Year 95: 0; 96 Year 96: 0; 97 Year 97: 0; 98 Year 98: 0; 99 Year 99: 0; 100 Year 100: 0; 101 Year 101: 0; 102 Year 102: 0; 103 Year 103: 0; 104 Year 104: 0
[19 empty] | Fixed env & social | Input | £000s | 81 Year 81: 0; 82 Year 82: 0; 83 Year 83: 0; 84 Year 84: 0; 85 Year 85: 0; 86 Year 86: 0; 87 Year 87: 0; 88 Year 88: 0; 89 Year 89: 0; 90 Year 90: 0; 91 Year 91: 0; 92 Year 92: 0; 93 Year 93: 0; 94 Year 94: 0; 95 Year 95: 0; 96 Year 96: 0; 97 Year 97: 0; 98 Year 98: 0; 99 Year 99: 0; 100 Year 100: 0; 101 Year 101: 0; 102 Year 102: 0; 103 Year 103: 0; 104 Year 104: 0
[19 empty] | Variable env & social | Input | £000s | 81 Year 81: 0; 82 Year 82: 0; 83 Year 83: 0; 84 Year 84: 0; 85 Year 85: 0; 86 Year 86: 0; 87 Year 87: 0; 88 Year 88: 0; 89 Year 89: 0; 90 Year 90: 0; 91 Year 91: 0; 92 Year 92: 0; 93 Year 93: 0; 94 Year 94: 0; 95 Year 95: 0; 96 Year 96: 0; 97 Year 97: 0; 98 Year 98: 0; 99 Year 99: 0; 100 Year 100: 0; 101 Year 101: 0; 102 Year 102: 0; 103 Year 103: 0; 104 Year 104: 0
[19 empty] | Fixed carbon costs | Input | £000s | 81 Year 81: 0; 82 Year 82: 0; 83 Year 83: 0; 84 Year 84: 0; 85 Year 85: 0; 86 Year 86: 0; 87 Year 87: 0; 88 Year 88: 0; 89 Year 89: 0; 90 Year 90: 0; 91 Year 91: 0; 92 Year 92: 0; 93 Year 93: 0; 94 Year 94: 0; 95 Year 95: 0; 96 Year 96: 0; 97 Year 97: 0; 98 Year 98: 0; 99 Year 99: 0; 100 Year 100: 0; 101 Year 101: 0; 102 Year 102: 0; 103 Year 103: 0; 104 Year 104: 0
[19 empty] | Variable carbon costs | Input | £000s | 81 Year 81: 0; 82 Year 82: 0; 83 Year 83: 0; 84 Year 84: 0; 85 Year 85: 0; 86 Year 86: 0; 87 Year 87: 0; 88 Year 88: 0; 89 Year 89: 0; 90 Year 90: 0; 91 Year 91: 0; 92 Year 92: 0; 93 Year 93: 0; 94 Year 94: 0; 95 Year 95: 0; 96 Year 96: 0; 97 Year 97: 0; 98 Year 98: 0; 99 Year 99: 0; 100 Year 100: 0; 101 Year 101: 0; 102 Year 102: 0; 103 Year 103: 0; 104 Year 104: 0
[19 empty] | Customer willingness to pay | Input | £000s | 81 Year 81: 0; 82 Year 82: 0; 83 Year 83: 0; 84 Year 84: 0; 85 Year 85: 0; 86 Year 86: 0; 87 Year 87: 0; 88 Year 88: 0; 89 Year 89: 0; 90 Year 90: 0; 91 Year 91: 0; 92 Year 92: 0; 93 Year 93: 0; 94 Year 94: 0; 95 Year 95: 0; 96 Year 96: 0; 97 Year 97: 0; 98 Year 98: 0; 99 Year 99: 0; 100 Year 100: 0; 101 Year 101: 0; 102 Year 102: 0; 103 Year 103: 0; 104 Year 104: 0
[19 empty] | Total | Sum of above (excl WAFU) | £000s | 0 | 0 | 0 | 0 | 0 | 0 | 0 | 0 | 0 | 0 | 0 | 0 | 0 | 0 | 0 | 0 | 0 | 0 | 0 | 0 | 0 | 0 | 0 | 0 | 0 | 0 | 0 | 0 | 0 | 0 | 0 | 0 | 0 | 0 | 0 | 0 | 0 | 0 | 0 | 0 | 0 | 0 | 0 | 0 | 0 | 0 | 0 | 0 | 0 | 0 | 0 | 0 | 0 | 0 | 0 | 0 | 0 | 0 | 0 | 0 | 0 | 0 | 0 | 0 | 0 | 0 | 0 | 0 | 0 | 0 | 0 | 0 | 0 | 0 | 0 | 0 | 0 | 0 | 0 | 0 | 0 | 0 | 0 | 0 | 0 | 0 | 0 | 0 | 0 | 0 | 0 | 0 | 0 | 0 | 0 | 0 | 0 | 0 | 0 | 0 | 0 | 0 | 0 | 0
58.2a | Options to increase raw imports | [20 empty] | 0 | 0 | 0 | 0 | 0 | 0 | 0 | 0 | 0 | 0 | 0 | 0 | 0 | 0 | 0 | 0 | 0 | 0 | 0 | 0 | 0 | 0 | 0 | 0 | 0 | 0 | 0 | 0 | 0 | 0 | 0 | 0 | 0 | 0 | 0 | 0 | 0 | 0 | 0 | 0 | 0 | 0 | 0 | 0 | 0 | 0 | 0 | 0 | 0 | 0 | 0 | 0 | 0 | 0 | 0 | 0 | 0 | 0 | 0 | 0 | 0 | 0 | 0 | 0 | 0 | 0 | 0 | 0 | 0 | 0 | 0 | 0 | 0 | 0 | 0 | 0 | 0 | 0 | 0 | 0 | 0 | 0 | 0 | 0 | 0 | 0 | 0 | 0 | 0 | 0 | 0 | 0 | 0 | 0 | 0 | 0 | 0 | 0 | 0 | 0 | 0 | 0 | 0 | 0
58.3a | Options to increase potable imports | [20 empty] | 0 | 0 | 0 | 0 | 0 | 0 | 0 | 0 | 0 | 0 | 0 | 0 | 0 | 0 | 0 | 0 | 0 | 0 | 0 | 0 | 0 | 0 | 0 | 0 | 0 | 0 | 0 | 0 | 0 | 0 | 0 | 0 | 0 | 0 | 0 | 0 | 0 | 0 | 0 | 0 | 0 | 0 | 0 | 0 | 0 | 0 | 0 | 0 | 0 | 0 | 0 | 0 | 0 | 0 | 0 | 0 | 0 | 0 | 0 | 0 | 0 | 0 | 0 | 0 | 0 | 0 | 0 | 0 | 0 | 0 | 0 | 0 | 0 | 0 | 0 | 0 | 0 | 0 | 0 | 0 | 0 | 0 | 0 | 0 | 0 | 0 | 0 | 0 | 0 | 0 | 0 | 0 | 0 | 0 | 0 | 0 | 0 | 0 | 0 | 0 | 0 | 0 | 0 | 0
58.4a | Options to reduce raw water losses and operational use | [20 empty] | 0 | 0 | 0 | 0 | 0 | 0 | 0 | 0 | 0 | 0 | 0 | 0 | 0 | 0 | 0 | 0 | 0 | 0 | 0 | 0 | 0 | 0 | 0 | 0 | 0 | 0 | 0 | 0 | 0 | 0 | 0 | 0 | 0 | 0 | 0 | 0 | 0 | 0 | 0 | 0 | 0 | 0 | 0 | 0 | 0 | 0 | 0 | 0 | 0 | 0 | 0 | 0 | 0 | 0 | 0 | 0 | 0 | 0 | 0 | 0 | 0 | 0 | 0 | 0 | 0 | 0 | 0 | 0 | 0 | 0 | 0 | 0 | 0 | 0 | 0 | 0 | 0 | 0 | 0 | 0 | 0 | 0 | 0 | 0 | 0 | 0 | 0 | 0 | 0 | 0 | 0 | 0 | 0 | 0 | 0 | 0 | 0 | 0 | 0 | 0 | 0 | 0 | 0 | 0
58.5a | Options to reduce raw water exports | [20 empty] | 0 | 0 | 0 | 0 | 0 | 0 | 0 | 0 | 0 | 0 | 0 | 0 | 0 | 0 | 0 | 0 | 0 | 0 | 0 | 0 | 0 | 0 | 0 | 0 | 0 | 0 | 0 | 0 | 0 | 0 | 0 | 0 | 0 | 0 | 0 | 0 | 0 | 0 | 0 | 0 | 0 | 0 | 0 | 0 | 0 | 0 | 0 | 0 | 0 | 0 | 0 | 0 | 0 | 0 | 0 | 0 | 0 | 0 | 0 | 0 | 0 | 0 | 0 | 0 | 0 | 0 | 0 | 0 | 0 | 0 | 0 | 0 | 0 | 0 | 0 | 0 | 0 | 0 | 0 | 0 | 0 | 0 | 0 | 0 | 0 | 0 | 0 | 0 | 0 | 0 | 0 | 0 | 0 | 0 | 0 | 0 | 0 | 0 | 0 | 0 | 0 | 0 | 0 | 0
58.6a | Options to reduce potable water exports | [20 empty] | 0 | 0 | 0 | 0 | 0 | 0 | 0 | 0 | 0 | 0 | 0 | 0 | 0 | 0 | 0 | 0 | 0 | 0 | 0 | 0 | 0 | 0 | 0 | 0 | 0 | 0 | 0 | 0 | 0 | 0 | 0 | 0 | 0 | 0 | 0 | 0 | 0 | 0 | 0 | 0 | 0 | 0 | 0 | 0 | 0 | 0 | 0 | 0 | 0 | 0 | 0 | 0 | 0 | 0 | 0 | 0 | 0 | 0 | 0 | 0 | 0 | 0 | 0 | 0 | 0 | 0 | 0 | 0 | 0 | 0 | 0 | 0 | 0 | 0 | 0 | 0 | 0 | 0 | 0 | 0 | 0 | 0 | 0 | 0 | 0 | 0 | 0 | 0 | 0 | 0 | 0 | 0 | 0 | 0 | 0 | 0 | 0 | 0 | 0 | 0 | 0 | 0 | 0 | 0
58.7a | Other options to increase Deployable Output | [20 empty] | 0 | 0 | 0 | 0 | 0 | 0 | 0 | 0 | 0 | 0 | 0 | 0 | 0 | 0 | 0 | 0 | 0 | 0 | 0 | 0 | 0 | 0 | 0 | 0 | 0 | 0 | 0 | 0 | 0 | 0 | 0 | 0 | 0 | 0 | 0 | 0 | 0 | 0 | 0 | 0 | 0 | 0 | 0 | 0 | 0 | 0 | 0 | 0 | 0 | 0 | 0 | 0 | 0 | 0 | 0 | 0 | 0 | 0 | 0 | 0 | 0 | 0 | 0 | 0 | 0 | 0 | 0 | 0 | 0 | 0 | 0 | 0 | 0 | 0 | 0 | 0 | 0 | 0 | 0 | 0 | 0 | 0 | 0 | 0 | 0 | 0 | 0 | 0 | 0 | 0 | 0 | 0 | 0 | 0 | 0 | 0 | 0 | 0 | 0 | 0 | 0 | 0 | 0 | 0
59a | DISTRIBUTION SIDE | bar: 1 Year 1 to 80 Year 80
59.1a | Options to reduce Distribution Losses | [20 empty] | 0 | 0 | 0 | 0 | 0 | 0 | 0 | 0 | 0 | 0 | 0 | 0 | 0 | 0 | 0 | 0 | 0 | 0 | 0 | 0 | 0 | 0 | 0 | 0 | 0 | 0 | 0 | 0 | 0 | 0 | 0 | 0 | 0 | 0 | 0 | 0 | 0 | 0 | 0 | 0 | 0 | 0 | 0 | 0 | 0 | 0 | 0 | 0 | 0 | 0 | 0 | 0 | 0 | 0 | 0 | 0 | 0 | 0 | 0 | 0 | 0 | 0 | 0 | 0 | 0 | 0 | 0 | 0 | 0 | 0 | 0 | 0 | 0 | 0 | 0 | 0 | 0 | 0 | 0 | 0 | 0 | 0 | 0 | 0 | 0 | 0 | 0 | 0 | 0 | 0 | 0 | 0 | 0 | 0 | 0 | 0 | 0 | 0 | 0 | 0 | 0 | 0 | 0 | 0
59.2a | Options to reduce Distribution System Operating Use (DSOU) losses | [20 empty] | 0 | 0 | 0 | 0 | 0 | 0 | 0 | 0 | 0 | 0 | 0 | 0 | 0 | 0 | 0 | 0 | 0 | 0 | 0 | 0 | 0 | 0 | 0 | 0 | 0 | 0 | 0 | 0 | 0 | 0 | 0 | 0 | 0 | 0 | 0 | 0 | 0 | 0 | 0 | 0 | 0 | 0 | 0 | 0 | 0 | 0 | 0 | 0 | 0 | 0 | 0 | 0 | 0 | 0 | 0 | 0 | 0 | 0 | 0 | 0 | 0 | 0 | 0 | 0 | 0 | 0 | 0 | 0 | 0 | 0 | 0 | 0 | 0 | 0 | 0 | 0 | 0 | 0 | 0 | 0 | 0 | 0 | 0 | 0 | 0 | 0 | 0 | 0 | 0 | 0 | 0 | 0 | 0 | 0 | 0 | 0 | 0 | 0 | 0 | 0 | 0 | 0 | 0 | 0
60a | PRODUCTION SIDE | bar: 1 Year 1 to 80 Year 80
60.1a | Options to reduce treatment works losses | [20 empty] | 0 | 0 | 0 | 0 | 0 | 0 | 0 | 0 | 0 | 0 | 0 | 0 | 0 | 0 | 0 | 0 | 0 | 0 | 0 | 0 | 0 | 0 | 0 | 0 | 0 | 0 | 0 | 0 | 0 | 0 | 0 | 0 | 0 | 0 | 0 | 0 | 0 | 0 | 0 | 0 | 0 | 0 | 0 | 0 | 0 | 0 | 0 | 0 | 0 | 0 | 0 | 0 | 0 | 0 | 0 | 0 | 0 | 0 | 0 | 0 | 0 | 0 | 0 | 0 | 0 | 0 | 0 | 0 | 0 | 0 | 0 | 0 | 0 | 0 | 0 | 0 | 0 | 0 | 0 | 0 | 0 | 0 | 0 | 0 | 0 | 0 | 0 | 0 | 0 | 0 | 0 | 0 | 0 | 0 | 0 | 0 | 0 | 0 | 0 | 0 | 0 | 0 | 0 | 0
60.2a | Options to reduce outage | [20 empty] | 0 | 0 | 0 | 0 | 0 | 0 | 0 | 0 | 0 | 0 | 0 | 0 | 0 | 0 | 0 | 0 | 0 | 0 | 0 | 0 | 0 | 0 | 0 | 0 | 0 | 0 | 0 | 0 | 0 | 0 | 0 | 0 | 0 | 0 | 0 | 0 | 0 | 0 | 0 | 0 | 0 | 0 | 0 | 0 | 0 | 0 | 0 | 0 | 0 | 0 | 0 | 0 | 0 | 0 | 0 | 0 | 0 | 0 | 0 | 0 | 0 | 0 | 0 | 0 | 0 | 0 | 0 | 0 | 0 | 0 | 0 | 0 | 0 | 0 | 0 | 0 | 0 | 0 | 0 | 0 | 0 | 0 | 0 | 0 | 0 | 0 | 0 | 0 | 0 | 0 | 0 | 0 | 0 | 0 | 0 | 0 | 0 | 0 | 0 | 0 | 0 | 0 | 0 | 0
61a | CUSTOMER SIDE | bar: 1 Year 1 to 80 Year 80
61.1a | Options to change volume delivered to measured non households | [20 empty] | 0 | 0 | 0 | 0 | 0 | 0 | 0 | 0 | 0 | 0 | 0 | 0 | 0 | 0 | 0 | 0 | 0 | 0 | 0 | 0 | 0 | 0 | 0 | 0 | 0 | 0 | 0 | 0 | 0 | 0 | 0 | 0 | 0 | 0 | 0 | 0 | 0 | 0 | 0 | 0 | 0 | 0 | 0 | 0 | 0 | 0 | 0 | 0 | 0 | 0 | 0 | 0 | 0 | 0 | 0 | 0 | 0 | 0 | 0 | 0 | 0 | 0 | 0 | 0 | 0 | 0 | 0 | 0 | 0 | 0 | 0 | 0 | 0 | 0 | 0 | 0 | 0 | 0 | 0 | 0 | 0 | 0 | 0 | 0 | 0 | 0 | 0 | 0 | 0 | 0 | 0 | 0 | 0 | 0 | 0 | 0 | 0 | 0 | 0 | 0 | 0 | 0 | 0 | 0
61.2a | Options to change volume delivered to unmeasured non households | [20 empty] | 0 | 0 | 0 | 0 | 0 | 0 | 0 | 0 | 0 | 0 | 0 | 0 | 0 | 0 | 0 | 0 | 0 | 0 | 0 | 0 | 0 | 0 | 0 | 0 | 0 | 0 | 0 | 0 | 0 | 0 | 0 | 0 | 0 | 0 | 0 | 0 | 0 | 0 | 0 | 0 | 0 | 0 | 0 | 0 | 0 | 0 | 0 | 0 | 0 | 0 | 0 | 0 | 0 | 0 | 0 | 0 | 0 | 0 | 0 | 0 | 0 | 0 | 0 | 0 | 0 | 0 | 0 | 0 | 0 | 0 | 0 | 0 | 0 | 0 | 0 | 0 | 0 | 0 | 0 | 0 | 0 | 0 | 0 | 0 | 0 | 0 | 0 | 0 | 0 | 0 | 0 | 0 | 0 | 0 | 0 | 0 | 0 | 0 | 0 | 0 | 0 | 0 | 0 | 0
61.3a | Options to change volume delivered to measured households | [20 empty] | 0 | 0 | 0 | 0 | 0 | 0 | 0 | 0 | 0 | 0 | 0 | 0 | 0 | 0 | 0 | 0 | 0 | 0 | 0 | 0 | 0 | 0 | 0 | 0 | 0 | 0 | 0 | 0 | 0 | 0 | 0 | 0 | 0 | 0 | 0 | 0 | 0 | 0 | 0 | 0 | 0 | 0 | 0 | 0 | 0 | 0 | 0 | 0 | 0 | 0 | 0 | 0 | 0 | 0 | 0 | 0 | 0 | 0 | 0 | 0 | 0 | 0 | 0 | 0 | 0 | 0 | 0 | 0 | 0 | 0 | 0 | 0 | 0 | 0 | 0 | 0 | 0 | 0 | 0 | 0 | 0 | 0 | 0 | 0 | 0 | 0 | 0 | 0 | 0 | 0 | 0 | 0 | 0 | 0 | 0 | 0 | 0 | 0 | 0 | 0 | 0 | 0 | 0 | 0
61.4a | Options to change volume delivered to unmeasured households | [20 empty] | 0 | 0 | 0 | 0 | 0 | 0 | 0 | 0 | 0 | 0 | 0 | 0 | 0 | 0 | 0 | 0 | 0 | 0 | 0 | 0 | 0 | 0 | 0 | 0 | 0 | 0 | 0 | 0 | 0 | 0 | 0 | 0 | 0 | 0 | 0 | 0 | 0 | 0 | 0 | 0 | 0 | 0 | 0 | 0 | 0 | 0 | 0 | 0 | 0 | 0 | 0 | 0 | 0 | 0 | 0 | 0 | 0 | 0 | 0 | 0 | 0 | 0 | 0 | 0 | 0 | 0 | 0 | 0 | 0 | 0 | 0 | 0 | 0 | 0 | 0 | 0 | 0 | 0 | 0 | 0 | 0 | 0 | 0 | 0 | 0 | 0 | 0 | 0 | 0 | 0 | 0 | 0 | 0 | 0 | 0 | 0 | 0 | 0 | 0 | 0 | 0 | 0 | 0 | 0
61.5a | Options to reduce water taken unbilled | [20 empty] | 0 | 0 | 0 | 0 | 0 | 0 | 0 | 0 | 0 | 0 | 0 | 0 | 0 | 0 | 0 | 0 | 0 | 0 | 0 | 0 | 0 | 0 | 0 | 0 | 0 | 0 | 0 | 0 | 0 | 0 | 0 | 0 | 0 | 0 | 0 | 0 | 0 | 0 | 0 | 0 | 0 | 0 | 0 | 0 | 0 | 0 | 0 | 0 | 0 | 0 | 0 | 0 | 0 | 0 | 0 | 0 | 0 | 0 | 0 | 0 | 0 | 0 | 0 | 0 | 0 | 0 | 0 | 0 | 0 | 0 | 0 | 0 | 0 | 0 | 0 | 0 | 0 | 0 | 0 | 0 | 0 | 0 | 0 | 0 | 0 | 0 | 0 | 0 | 0 | 0 | 0 | 0 | 0 | 0 | 0 | 0 | 0 | 0 | 0 | 0 | 0 | 0 | 0 | 0
61.6a | Options impacting on measured Non Household - USPL | [20 empty] | 0 | 0 | 0 | 0 | 0 | 0 | 0 | 0 | 0 | 0 | 0 | 0 | 0 | 0 | 0 | 0 | 0 | 0 | 0 | 0 | 0 | 0 | 0 | 0 | 0 | 0 | 0 | 0 | 0 | 0 | 0 | 0 | 0 | 0 | 0 | 0 | 0 | 0 | 0 | 0 | 0 | 0 | 0 | 0 | 0 | 0 | 0 | 0 | 0 | 0 | 0 | 0 | 0 | 0 | 0 | 0 | 0 | 0 | 0 | 0 | 0 | 0 | 0 | 0 | 0 | 0 | 0 | 0 | 0 | 0 | 0 | 0 | 0 | 0 | 0 | 0 | 0 | 0 | 0 | 0 | 0 | 0 | 0 | 0 | 0 | 0 | 0 | 0 | 0 | 0 | 0 | 0 | 0 | 0 | 0 | 0 | 0 | 0 | 0 | 0 | 0 | 0 | 0 | 0
61.7a | Options impacting on unmeasured Non Household - USPL | [20 empty] | 0 | 0 | 0 | 0 | 0 | 0 | 0 | 0 | 0 | 0 | 0 | 0 | 0 | 0 | 0 | 0 | 0 | 0 | 0 | 0 | 0 | 0 | 0 | 0 | 0 | 0 | 0 | 0 | 0 | 0 | 0 | 0 | 0 | 0 | 0 | 0 | 0 | 0 | 0 | 0 | 0 | 0 | 0 | 0 | 0 | 0 | 0 | 0 | 0 | 0 | 0 | 0 | 0 | 0 | 0 | 0 | 0 | 0 | 0 | 0 | 0 | 0 | 0 | 0 | 0 | 0 | 0 | 0 | 0 | 0 | 0 | 0 | 0 | 0 | 0 | 0 | 0 | 0 | 0 | 0 | 0 | 0 | 0 | 0 | 0 | 0 | 0 | 0 | 0 | 0 | 0 | 0 | 0 | 0 | 0 | 0 | 0 | 0 | 0 | 0 | 0 | 0 | 0 | 0
61.8a | Options impacting on measured Household - USPL | [20 empty] | 0 | 0 | 0 | 0 | 0 | 0 | 0 | 0 | 0 | 0 | 0 | 0 | 0 | 0 | 0 | 0 | 0 | 0 | 0 | 0 | 0 | 0 | 0 | 0 | 0 | 0 | 0 | 0 | 0 | 0 | 0 | 0 | 0 | 0 | 0 | 0 | 0 | 0 | 0 | 0 | 0 | 0 | 0 | 0 | 0 | 0 | 0 | 0 | 0 | 0 | 0 | 0 | 0 | 0 | 0 | 0 | 0 | 0 | 0 | 0 | 0 | 0 | 0 | 0 | 0 | 0 | 0 | 0 | 0 | 0 | 0 | 0 | 0 | 0 | 0 | 0 | 0 | 0 | 0 | 0 | 0 | 0 | 0 | 0 | 0 | 0 | 0 | 0 | 0 | 0 | 0 | 0 | 0 | 0 | 0 | 0 | 0 | 0 | 0 | 0 | 0 | 0 | 0 | 0
61.9a | Options impacting on unmeasured Household - USPL | [20 empty] | 0 | 0 | 0 | 0 | 0 | 0 | 0 | 0 | 0 | 0 | 0 | 0 | 0 | 0 | 0 | 0 | 0 | 0 | 0 | 0 | 0 | 0 | 0 | 0 | 0 | 0 | 0 | 0 | 0 | 0 | 0 | 0 | 0 | 0 | 0 | 0 | 0 | 0 | 0 | 0 | 0 | 0 | 0 | 0 | 0 | 0 | 0 | 0 | 0 | 0 | 0 | 0 | 0 | 0 | 0 | 0 | 0 | 0 | 0 | 0 | 0 | 0 | 0 | 0 | 0 | 0 | 0 | 0 | 0 | 0 | 0 | 0 | 0 | 0 | 0 | 0 | 0 | 0 | 0 | 0 | 0 | 0 | 0 | 0 | 0 | 0 | 0 | 0 | 0 | 0 | 0 | 0 | 0 | 0 | 0 | 0 | 0 | 0 | 0 | 0 | 0 | 0 | 0 | 0
61.10a | Options impacting on Void properties - USPL | [20 empty] | 0 | 0 | 0 | 0 | 0 | 0 | 0 | 0 | 0 | 0 | 0 | 0 | 0 | 0 | 0 | 0 | 0 | 0 | 0 | 0 | 0 | 0 | 0 | 0 | 0 | 0 | 0 | 0 | 0 | 0 | 0 | 0 | 0 | 0 | 0 | 0 | 0 | 0 | 0 | 0 | 0 | 0 | 0 | 0 | 0 | 0 | 0 | 0 | 0 | 0 | 0 | 0 | 0 | 0 | 0 | 0 | 0 | 0 | 0 | 0 | 0 | 0 | 0 | 0 | 0 | 0 | 0 | 0 | 0 | 0 | 0 | 0 | 0 | 0 | 0 | 0 | 0 | 0 | 0 | 0 | 0 | 0 | 0 | 0 | 0 | 0 | 0 | 0 | 0 | 0 | 0 | 0 | 0 | 0 | 0 | 0 | 0 | 0 | 0 | 0 | 0 | 0 | 0 | 0
RZCOSTSHERE
| Company: | Dŵr Cymru Welsh Water
| Resource Zone Name: | South Meirionydd
| Resource Zone Number: | 8036
| Planning Scenario Name: | Dry Year Annual Average
| Chosen Level of Service: | 1 in 20
Start dates | Option Categories
2020-21 | Aquifer recharge
2021-22 | Bulk supply
2022-23 | Conjunctive use
2023-24 | Desalination
2024-25 | Effluent reuse
2025-26 | GW enhancement
2026-27 | GW new
2027-28 | Reservoir enlargement
2028-29 | New reservoir
2029-30 | SW enhancement
2030-31 | SW new
2031-32
2032-33
2033-34 | Active leakage management
2034-35 | Mains repair
2035-36 | Mains replacement (not trunk mains)
2036-37 | Pressure management
2037-38 | Other leakage control
2038-39 | Trunk mains renewal
2039-40 | Pumps
2040-41 | Service reservoir
2041-42
2042-43
2043-44 | Water treatment works loss recovery
2044-45 | Water treatment works capacity increase
Cistern displacement device
Household water audit
Commercial water audit
Customer education / awareness
Other water efficiency
Metering optants
Metering change of occupancy
Metering compulsory
Metering other selective
Supply pipe repairs / replacement
Outdoor water efficiency devices
Retrofitting indoor water efficiency devices
Alternative tariffs
Collaborative R&D
Note on DW1: Author: At year 126 this drops to 2%
Note on V2: The original formulae assumed 80 whatever number was put here. The formulae in this sheet will take account of the number.
Note on X2: Cells X2:CY2 contain a factor to calculate NPV based on variable discount rate - please do not adjust
Note on CY2: Formula can be copied across to the right if appraisal period extends beyond 80 years

## 6. Preferred (Scenario Yr)
Table 6: Preferred list of water management options
DRY YEAR PLANNED GAINS IN WAFU OR SAVINGS IN DEMAND (Ml/d) - TO BE COMPLETED FOR ALL PREFERRED OPTIONS (WAFU gains for each year are individual year gains and not cumulative gains)
Row Ref | Option Name [Insert / delete non-numbered lines to suit] | Option Reference No. | Unit | Decimal places | 2015-16 | For info 2017-18 | For info 2018-19 | For info 2019-20 | 2020-21 | 2021-22 | 2022-23 | 2023-24 | 2024-25 | 2025-26 | 2026-27 | 2027-28 | 2028-29 | 2029-30 | 2030-31 | 2031-32 | 2032-33 | 2033-34 | 2034-35 | 2035-36 | 2036-37 | 2037-38 | 2038-39 | 2039-40 | 2040-41 | 2041-42 | 2042-43 | 2043-44 | 2044-45
58 | Resource Management | - | Ml/d | 2 | 0 | 0 | 0 | 0 | 0 | 0 | 0 | 0 | 0 | 0 | 0 | 0 | 0 | 0 | 0 | 0 | 0 | 0 | 0 | 0 | 0 | 0 | 0 | 0 | 0 | 0 | 0 | 0 | 0
58.1 | Increase raw water abstractions | - | Ml/d | 2 | 0 | 0 | 0 | 0 | 0 | 0 | 0 | 0 | 0 | 0 | 0 | 0 | 0 | 0 | 0 | 0 | 0 | 0 | 0 | 0 | 0 | 0 | 0 | 0 | 0 | 0 | 0 | 0 | 0
- |  |  | Ml/d | 2
- | (insert row above) | - | - |  | - | - | - | - | bar: 2020-21 to 2044-45
58.2 | Raw water imports | - | Ml/d | 2 | 0 | 0 | 0 | 0 | 0 | 0 | 0 | 0 | 0 | 0 | 0 | 0 | 0 | 0 | 0 | 0 | 0 | 0 | 0 | 0 | 0 | 0 | 0 | 0 | 0 | 0 | 0 | 0 | 0
- |  |  | Ml/d | 2
- | (insert row above) | - | - |  | - | - | - | - | bar: 2020-21 to 2044-45
58.3 | Potable water Imports (input reductions as -ve) | - | Ml/d | 2 | 0 | 0 | 0 | 0 | 0 | 0 | 0 | 0 | 0 | 0 | 0 | 0 | 0 | 0 | 0 | 0 | 0 | 0 | 0 | 0 | 0 | 0 | 0 | 0 | 0 | 0 | 0 | 0 | 0
- |  |  | Ml/d | 2
- | (insert row above) | - | - |  | - | - | - | - | bar: 2020-21 to 2044-45
58.4 | Reduce raw water losses and operational use (input as -ve) | - | Ml/d | 2 | 0 | 0 | 0 | 0 | 0 | 0 | 0 | 0 | 0 | 0 | 0 | 0 | 0 | 0 | 0 | 0 | 0 | 0 | 0 | 0 | 0 | 0 | 0 | 0 | 0 | 0 | 0 | 0 | 0
- |  |  | Ml/d | 2
- | (insert row above) | - | - |  | - | - | - | - | bar: 2020-21 to 2044-45
58.5 | Reduced raw water export (including non potable supplies) |  | Ml/d | 2 | 0 | 0 | 0 | 0 | 0 | 0 | 0 | 0 | 0 | 0 | 0 | 0 | 0 | 0 | 0 | 0 | 0 | 0 | 0 | 0 | 0 | 0 | 0 | 0 | 0 | 0 | 0 | 0 | 0
58.51 | Reduce raw water exports (input as -ve) | - | Ml/d | 2 | 0 | 0 | 0 | 0 | 0 | 0 | 0 | 0 | 0 | 0 | 0 | 0 | 0 | 0 | 0 | 0 | 0 | 0 | 0 | 0 | 0 | 0 | 0 | 0 | 0 | 0 | 0 | 0 | 0
- |  |  | Ml/d | 2
- | (insert row above) | - | - |  | - | - | - | - | bar: 2020-21 to 2044-45
58.52 | Reduce non potable supplies (input as -ve) | - | Ml/d | 2 | 0 | 0 | 0 | 0 | 0 | 0 | 0 | 0 | 0 | 0 | 0 | 0 | 0 | 0 | 0 | 0 | 0 | 0 | 0 | 0 | 0 | 0 | 0 | 0 | 0 | 0 | 0 | 0 | 0
- |  |  | Ml/d | 2
- | (insert row above) | - | - |  | - | - | - | - | bar: 2020-21 to 2044-45
58.6 | Reduce potable water exports (input as -ve) | - | Ml/d |  | 0 | 0 | 0 | 0 | 0 | 0 | 0 | 0 | 0 | 0 | 0 | 0 | 0 | 0 | 0 | 0 | 0 | 0 | 0 | 0 | 0 | 0 | 0 | 0 | 0 | 0 | 0 | 0 | 0
- |  |  | Ml/d | 2
- | (insert row above) | - | - |  | - | - | - | - | bar: 2020-21 to 2044-45
58.7 | Other options to increase deployable output | - | Ml/d |  | 0 | 0 | 0 | 0 | 0 | 0 | 0 | 0 | 0 | 0 | 0 | 0 | 0 | 0 | 0 | 0 | 0 | 0 | 0 | 0 | 0 | 0 | 0 | 0 | 0 | 0 | 0 | 0 | 0
- |  |  | Ml/d | 2
- | (insert row above) | - | - |  | - | - | - | - | bar: 2020-21 to 2044-45
59 | Distribution Side Management | - |  |  | 0 | 0 | 0 | 0 | 0 | 0 | 0 | 0 | 0 | 0 | 0 | 0 | 0 | 0 | 0 | 0 | 0 | 0 | 0 | 0 | 0 | 0 | 0 | 0 | 0 | 0 | 0 | 0 | 0
59.1 | Reduce distribution losses (input as -ve) | - | Ml/d | 2 | 0 | 0 | 0 | 0 | 0 | 0 | 0 | 0 | 0 | 0 | 0 | 0 | 0 | 0 | 0 | 0 | 0 | 0 | 0 | 0 | 0 | 0 | 0 | 0 | 0 | 0 | 0 | 0 | 0
|  |  | Ml/d | 2
- | (insert row above) | - | - |  | - | - | - | - | bar: 2020-21 to 2044-45
59.2 | Reduce distribution system operational use (DSOU) (input as -ve) | - | Ml/d | 2 | 0 | 0 | 0 | 0 | 0 | 0 | 0 | 0 | 0 | 0 | 0 | 0 | 0 | 0 | 0 | 0 | 0 | 0 | 0 | 0 | 0 | 0 | 0 | 0 | 0 | 0 | 0 | 0 | 0
- |  |  | Ml/d | 2
- | (insert row above) | - | - |  | - | - | - | - | bar: 2020-21 to 2044-45
60 | Production Side Management, Specify Below.... | - |  | 2 | 0 | 0 | 0 | 0 | 0 | 0 | 0 | 0 | 0 | 0 | 0 | 0 | 0 | 0 | 0 | 0 | 0 | 0 | 0 | 0 | 0 | 0 | 0 | 0 | 0 | 0 | 0 | 0 | 0
60.1 | Reduce treatment works losses (input as -ve) | - | Ml/d | 2 | 0 | 0 | 0 | 0 | 0 | 0 | 0 | 0 | 0 | 0 | 0 | 0 | 0 | 0 | 0 | 0 | 0 | 0 | 0 | 0 | 0 | 0 | 0 | 0 | 0 | 0 | 0 | 0 | 0
- |  |  | Ml/d | 2
- | (insert row above) | - | - |  | - | - | - | - | bar: 2020-21 to 2044-45
60.2 | Reduce outages (input as -ve) | - | Ml/d | 2 | 0 | 0 | 0 | 0 | 0 | 0 | 0 | 0 | 0 | 0 | 0 | 0 | 0 | 0 | 0 | 0 | 0 | 0 | 0 | 0 | 0 | 0 | 0 | 0 | 0 | 0 | 0 | 0 | 0
- |  |  | Ml/d | 2
- | (insert row above) | - | - |  | - | - | - | - | bar: 2020-21 to 2044-45
61 | Customer Side Management | - |  | 2 | 0 | 0 | 0 | 0 | 0 | 0 | 0 | 0 | 0 | 0 | 0 | 0 | 0 | 0 | 0 | 0 | 0 | 0 | 0 | 0 | 0 | 0 | 0 | 0 | 0 | 0 | 0 | 0 | 0
61.1 | Change volume delivered to measured non households (input reductions as -ve) | - | Ml/d | 2 | 0 | 0 | 0 | 0 | 0 | 0 | 0 | 0 | 0 | 0 | 0 | 0 | 0 | 0 | 0 | 0 | 0 | 0 | 0 | 0 | 0 | 0 | 0 | 0 | 0 | 0 | 0 | 0 | 0
- |  |  | Ml/d | 2
- | (insert row above) | - | - |  | - | - | - | - | bar: 2020-21 to 2044-45
61.2 | Change volume delivered to unmeasured non households (input reductions as -ve) | - | Ml/d | 2 | 0 | 0 | 0 | 0 | 0 | 0 | 0 | 0 | 0 | 0 | 0 | 0 | 0 | 0 | 0 | 0 | 0 | 0 | 0 | 0 | 0 | 0 | 0 | 0 | 0 | 0 | 0 | 0 | 0
- |  |  | Ml/d | 2
- | (insert row above) | - | - |  | - | - | - | - | bar: 2020-21 to 2044-45
61.3 | Change volume delivered to measured households (input reductions as -ve) | - | Ml/d | 2 | 0 | 0 | 0 | 0 | 0 | 0 | 0 | 0 | 0 | 0 | 0 | 0 | 0 | 0 | 0 | 0 | 0 | 0 | 0 | 0 | 0 | 0 | 0 | 0 | 0 | 0 | 0 | 0 | 0
|  |  | Ml/d | 2
- | (insert row above) | - | - |  | - | - | - | - | bar: 2020-21 to 2044-45
61.4 | Change volume delivered to unmeasured households (input reductions as -ve) | - | Ml/d | 2 | 0 | 0 | 0 | 0 | 0 | 0 | 0 | 0 | 0 | 0 | 0 | 0 | 0 | 0 | 0 | 0 | 0 | 0 | 0 | 0 | 0 | 0 | 0 | 0 | 0 | 0 | 0 | 0 | 0
- |  |  | Ml/d | 2
- | (insert row above) | - | - |  | - | - | - | - | bar: 2020-21 to 2044-45
61.5 | Options to reduce water taken unbilled (input as -ve) | - | Ml/d | 2 | 0 | 0 | 0 | 0 | 0 | 0 | 0 | 0 | 0 | 0 | 0 | 0 | 0 | 0 | 0 | 0 | 0 | 0 | 0 | 0 | 0 | 0 | 0 | 0 | 0 | 0 | 0 | 0 | 0
- |  |  | Ml/d | 2
- | (insert row above) | - | - |  | - | - | - | - | bar: 2020-21 to 2044-45
61.6 | Options impacting on measured Non Household - USPL (input reductions as -ve) |  | l/pr | 2 | 0 | 0 | 0 | 0 | 0 | 0 | 0 | 0 | 0 | 0 | 0 | 0 | 0 | 0 | 0 | 0 | 0 | 0 | 0 | 0 | 0 | 0 | 0 | 0 | 0 | 0 | 0 | 0 | 0
- |  |  | Ml/d | 2
- | (insert row above) | - | - |  | - | - | - | - | bar: 2020-21 to 2044-45
61.7 | Options impacting on unmeasured Non Household - USPL (input reductions as -ve) |  | l/pr | 2 | 0 | 0 | 0 | 0 | 0 | 0 | 0 | 0 | 0 | 0 | 0 | 0 | 0 | 0 | 0 | 0 | 0 | 0 | 0 | 0 | 0 | 0 | 0 | 0 | 0 | 0 | 0 | 0 | 0
- |  |  | Ml/d | 2
- | (insert row above) | - | - |  | - | - | - | - | bar: 2020-21 to 2044-45
61.8 | Options impacting on measured Household - USPL (input reductions as -ve) |  | l/pr | 2 | 0 | 0 | 0 | 0 | 0 | 0 | 0 | 0 | 0 | 0 | 0 | 0 | 0 | 0 | 0 | 0 | 0 | 0 | 0 | 0 | 0 | 0 | 0 | 0 | 0 | 0 | 0 | 0 | 0
- |  |  | Ml/d | 2
- | (insert row above) | - | - |  | - | - | - | - | bar: 2020-21 to 2044-45
61.9 | Options impacting on unmeasured Household - USPL (input reductions as -ve) |  | l/pr | 2 | 0 | 0 | 0 | 0 | 0 | 0 | 0 | 0 | 0 | 0 | 0 | 0 | 0 | 0 | 0 | 0 | 0 | 0 | 0 | 0 | 0 | 0 | 0 | 0 | 0 | 0 | 0 | 0 | 0
- |  |  | Ml/d | 2
- | (insert row above) | - | - |  | - | - | - | - | bar: 2020-21 to 2044-45
61.1 | Options impacting on Void properties - USPL (input reductions as -ve) |  | l/pr | 2 | 0 | 0 | 0 | 0 | 0 | 0 | 0 | 0 | 0 | 0 | 0 | 0 | 0 | 0 | 0 | 0 | 0 | 0 | 0 | 0 | 0 | 0 | 0 | 0 | 0 | 0 | 0 | 0 | 0
- |  |  | Ml/d | 2
- | (insert row above) | - | - |  | - | - | - | - | bar: 2020-21 to 2044-45
| Company: | Dŵr Cymru Welsh Water
| Resource Zone Name: | South Meirionydd
| Resource Zone Number: | 8036
| Planning Scenario Name: | Dry Year Annual Average
| Chosen Level of Service: | 1 in 20

## 7. FP Supply
Table 7: Final planning water supply
| Row Ref | Component | Derivation | Unit | Decimal places | 2015-16 | For info 2017-18 | For info 2018-19 | For info 2019-20 | 2020-21 | 2021-22 | 2022-23 | 2023-24 | 2024-25 | 2025-26 | 2026-27 | 2027-28 | 2028-29 | 2029-30 | 2030-31 | 2031-32 | 2032-33 | 2033-34 | 2034-35 | 2035-36 | 2036-37 | 2037-38 | 2038-39 | 2039-40 | 2040-41 | 2041-42 | 2042-43 | 2043-44 | 2044-45 | 2045-46 | 2046-47 | 2047-48 | 2048-49 | 2049-50
Resources | 1FP | Raw Water Abstracted | 1BL | Ml/d | 2 | 1.8142 | 1.7965 | 1.7977 | 1.7993 | 1.7756 | 1.7463 | 1.7166 | 1.6837 | 1.6575 | 1.6485 | 1.6325 | 1.6227 | 1.6087 | 1.5945 | 1.5707 | 1.5467 | 1.5225 | 1.4983 | 1.4741 | 1.4552 | 1.4363 | 1.4173 | 1.3982 | 1.3792 | 1.3603 | 1.3415 | 1.3228 | 1.3044 | 1.2861 | 1.2679 | 1.25 | 1.2327 | 1.2163 | 1.2004
| 2FP | Raw Water Imported | 2BL+ (6. Preferred scenario ref 58.2) | Ml/d | 2 | 0 | 0 | 0 | 0 | 0 | 0 | 0 | 0 | 0 | 0 | 0 | 0 | 0 | 0 | 0 | 0 | 0 | 0 | 0 | 0 | 0 | 0 | 0 | 0 | 0 | 0 | 0 | 0 | 0 | 0 | 0 | 0 | 0 | 0
| - | - | - | - | 2 | - | - | - | - | bar: 2020-21 to 2049-50
| - | - | - | - | 2 | - | - | - | - | bar: 2020-21 to 2049-50
| - | - | - | - | 2 | - | - | - | - | bar: 2020-21 to 2049-50
| 3FP | Potable Water Imported | 3BL+ (6. Preferred scenario ref 58.3) | Ml/d | 2 | 0.23053 | 0.4 | 0.4 | 0.4 | 0.4 | 0.4 | 0.4 | 0.4 | 0.4 | 0.4 | 0.4 | 0.4 | 0.4 | 0.4 | 0.4 | 0.4 | 0.4 | 0.4 | 0.4 | 0.4 | 0.4 | 0.4 | 0.4 | 0.4 | 0.4 | 0.4 | 0.4 | 0.4 | 0.4 | 0.4 | 0.4 | 0.4 | 0.4 | 0.4
| - | - | - | - | 2 | - | - | - | - | bar: 2020-21 to 2049-50
| - | - | - | - | 2 | - | - | - | - | bar: 2020-21 to 2049-50
| - | - | - | - | 2 | - | - | - | - | bar: 2020-21 to 2049-50
| - | - | - | - | 2 | - | - | - | - | bar: 2020-21 to 2049-50
Resource (and process) losses | 5FP | Raw Water Exported (raw exports and non potable uses) | 5BL+ (6. Preferred scenario ref 58.5) | Ml/d | 2 | 0 | 0 | 0 | 0 | 0 | 0 | 0 | 0 | 0 | 0 | 0 | 0 | 0 | 0 | 0 | 0 | 0 | 0 | 0 | 0 | 0 | 0 | 0 | 0 | 0 | 0 | 0 | 0 | 0 | 0 | 0 | 0 | 0 | 0
| - | - | - | - | 2 | - | - | - | - | bar: 2020-21 to 2049-50
| - | - | - | - | 2 | - | - | - | - | bar: 2020-21 to 2049-50
| - | - | - | - | 2 | - | - | - | - | bar: 2020-21 to 2049-50
| 6FP | Potable Water Exported | 6BL+ (6. Preferred scenario ref 58.6) | Ml/d | 2 | 0.052031 | 0.12 | 0.12 | 0.12 | 0.12 | 0.12 | 0.12 | 0.12 | 0.12 | 0.12 | 0.12 | 0.12 | 0.12 | 0.12 | 0.12 | 0.12 | 0.12 | 0.12 | 0.12 | 0.12 | 0.12 | 0.12 | 0.12 | 0.12 | 0.12 | 0.12 | 0.12 | 0.12 | 0.12 | 0.12 | 0.12 | 0.12 | 0.12 | 0.12
| - | - | - | - | 2 | - | - | - | - | bar: 2020-21 to 2049-50
| - | - | - | - | 2 | - | - | - | - | bar: 2020-21 to 2049-50
| - | - | - | - | 2 | - | - | - | - | bar: 2020-21 to 2049-50
| 7FP | Deployable Output | 7BL+ 8BL+ (6. Preferred scenario ref 58.7) + (6. Preferred scenario ref 58.1) |  | 2 | 2.411 | 2.4103 | 2.4096 | 2.4089 | 2.4082 | 2.4075 | 2.4067 | 2.406 | 2.4053 | 2.4046 | 2.4039 | 2.4032 | 2.4025 | 2.4018 | 2.4012 | 2.4011 | 2.4009 | 2.4007 | 2.4005 | 2.4004 | 2.4002 | 2.4 | 2.3998 | 2.3997 | 2.3995 | 2.3993 | 2.3991 | 2.3989 | 2.3988 | 2.3986 | 2.3984 | 2.3982 | 2.3981 | 2.3979
| - | - | - | - | 2 | bar: 2020-21 to 2049-50
| - | - | - | - | 2 | - | - | - | - | bar: 2020-21 to 2049-50
| - | - | - | - | 2 | - | - | - | - | bar: 2020-21 to 2049-50
| - | - | - | - | 2 | - | - | - | - | bar: 2020-21 to 2049-50
| - | - | - | - | 2 | - | - | - | - | bar: 2020-21 to 2049-50
| 9FP | Raw water losses, treatment works losses and operational use | 9BL+ (6. Preferred scenario ref 60.1)+(6. Preferred scenario ref 58.4) | Ml/d | 2 | 0.11986 | 0.16101 | 0.16099 | 0.16096 | 0.16094 | 0.16091 | 0.16089 | 0.16086 | 0.16084 | 0.16081 | 0.16079 | 0.16076 | 0.16074 | 0.16071 | 0.1607 | 0.16069 | 0.16068 | 0.16068 | 0.16067 | 0.16067 | 0.16066 | 0.16065 | 0.16065 | 0.16064 | 0.16063 | 0.16063 | 0.16062 | 0.16062 | 0.16061 | 0.1606 | 0.1606 | 0.16059 | 0.16058 | 0.16058
| 10FP | Outage allowance | 10BL+ (6. Preferred scenario ref 60.2) | Ml/d | 2 | 0.015994 | 0.024534 | 0.024527 | 0.024519 | 0.024512 | 0.024505 | 0.024498 | 0.024491 | 0.024483 | 0.024476 | 0.024469 | 0.024462 | 0.024454 | 0.024447 | 0.024442 | 0.02444 | 0.024438 | 0.024436 | 0.024435 | 0.024433 | 0.024431 | 0.024429 | 0.024427 | 0.024426 | 0.024424 | 0.024422 | 0.02442 | 0.024418 | 0.024417 | 0.024415 | 0.024413 | 0.024411 | 0.024409 | 0.024408
|  | Company: | Dŵr Cymru Welsh Water
|  | Resource Zone Name: | South Meirionydd
|  | Resource Zone Number: | 8036
|  | Planning Scenario Name: | Dry Year Annual Average
|  | Chosen Level of Service: | 1 in 20
Note on E3: Author: 58.1 has been added into 7FP Deployable Ouput calculations to ensure that it is reflected in final supply-demand balance calculations. Please ensure that you do not double count increases to raw water abstractions and increases to deployable output

## 8. FP Demand
Table 8: Final planning water demand
| Row Ref | Component | Derivation / Impact of preferred options | Unit | Decimal places | 2015-16 | For info 2017-18 | For info 2018-19 | For info 2019-20 | 2020-21 | 2021-22 | 2022-23 | 2023-24 | 2024-25 | 2025-26 | 2026-27 | 2027-28 | 2028-29 | 2029-30 | 2030-31 | 2031-32 | 2032-33 | 2033-34 | 2034-35 | 2035-36 | 2036-37 | 2037-38 | 2038-39 | 2039-40 | 2040-41 | 2041-42 | 2042-43 | 2043-44 | 2044-45 | 2045-46 | 2046-47 | 2047-48 | 2048-49 | 2049-50
Consumption | 19FP | Water Delivered Measured Non Household | Calculated BL+Preferred options | Ml/d | 2 | 0.44697 | 0.44751 | 0.44884 | 0.44965 | 0.45154 | 0.45437 | 0.45055 | 0.45015 | 0.44973 | 0.44932 | 0.4489 | 0.44827 | 0.44766 | 0.44705 | 0.44645 | 0.44585 | 0.44525 | 0.44465 | 0.44405 | 0.44347 | 0.44289 | 0.44231 | 0.44173 | 0.44116 | 0.44058 | 0.44 | 0.43943 | 0.43886 | 0.43828 | 0.4377 | 0.43712 | 0.43654 | 0.43596 | 0.43538
| 20FP | Water Delivered Unmeasured Non Household | Calculated BL+Preferred options | Ml/d | 2 | 0.076031 | 0.074752 | 0.07412 | 0.073492 | 0.072869 | 0.072256 | 0.071652 | 0.07106 | 0.070479 | 0.069911 | 0.069356 | 0.068813 | 0.068283 | 0.067766 | 0.067263 | 0.066772 | 0.066293 | 0.065827 | 0.065374 | 0.064933 | 0.064504 | 0.064086 | 0.063681 | 0.063286 | 0.062902 | 0.062529 | 0.062167 | 0.061815 | 0.061472 | 0.06114 | 0.060817 | 0.060504 | 0.060199 | 0.059903
| 21FP | Water Delivered Measured Household | Calculated BL+Preferred options | Ml/d | 2 | 0.29195 | 0.33547 | 0.35057 | 0.36704 | 0.38216 | 0.39419 | 0.40821 | 0.41894 | 0.43199 | 0.4477 | 0.4597 | 0.47451 | 0.48565 | 0.49625 | 0.50266 | 0.50834 | 0.51341 | 0.51794 | 0.52194 | 0.52539 | 0.52828 | 0.53063 | 0.53246 | 0.53383 | 0.53485 | 0.53559 | 0.53609 | 0.53638 | 0.5364 | 0.53618 | 0.53585 | 0.53579 | 0.53634 | 0.53714
| 22FP | Water Delivered Unmeasured Household | Calculated BL+Preferred options | Ml/d | 2 | 0.74627 | 0.72041 | 0.7055 | 0.69088 | 0.67196 | 0.64948 | 0.63135 | 0.60987 | 0.59271 | 0.5796 | 0.5632 | 0.55033 | 0.53427 | 0.51856 | 0.5001 | 0.48207 | 0.46454 | 0.44751 | 0.43096 | 0.41495 | 0.39942 | 0.38438 | 0.3698 | 0.35568 | 0.342 | 0.32875 | 0.31593 | 0.30353 | 0.29153 | 0.27994 | 0.26873 | 0.25789 | 0.2474 | 0.23724
| 23FP | Measured Non Household - Consumption | 19FP-34FP | Ml/d | 2 | 0.438 | 0.43843 | 0.43971 | 0.44047 | 0.44231 | 0.4451 | 0.44123 | 0.44079 | 0.44033 | 0.43988 | 0.43942 | 0.43876 | 0.43811 | 0.43746 | 0.43683 | 0.43619 | 0.43556 | 0.43493 | 0.4343 | 0.43369 | 0.43308 | 0.43247 | 0.43187 | 0.43127 | 0.43066 | 0.43006 | 0.42946 | 0.42886 | 0.42827 | 0.42766 | 0.42706 | 0.42646 | 0.42585 | 0.42525
| 24FP | Unmeasured Non Household - Consumption | 20FP-35FP | Ml/d | 2 | 0.074377 | 0.0732 | 0.072615 | 0.072034 | 0.071457 | 0.070888 | 0.070327 | 0.069776 | 0.069235 | 0.068705 | 0.068187 | 0.06768 | 0.067186 | 0.066703 | 0.066233 | 0.065774 | 0.065326 | 0.06489 | 0.064466 | 0.064053 | 0.063651 | 0.06326 | 0.06288 | 0.06251 | 0.062151 | 0.061801 | 0.061461 | 0.061131 | 0.06081 | 0.060498 | 0.060195 | 0.059901 | 0.059615 | 0.059337
| 25FP | Measured Household - Consumption | 21FP-36FP | Ml/d | 2 | 0.25306 | 0.29334 | 0.30699 | 0.32188 | 0.33527 | 0.34561 | 0.35797 | 0.36708 | 0.37854 | 0.39265 | 0.40315 | 0.41648 | 0.4262 | 0.4354 | 0.44045 | 0.44479 | 0.44854 | 0.45176 | 0.45445 | 0.45663 | 0.45826 | 0.45937 | 0.45998 | 0.46013 | 0.45994 | 0.45944 | 0.45869 | 0.45768 | 0.4564 | 0.45484 | 0.45312 | 0.45157 | 0.45041 | 0.44933
| 26FP | Unmeasured Household - Consumption | 22FP-37FP | Ml/d | 2 | 0.68053 | 0.65806 | 0.64477 | 0.63173 | 0.61436 | 0.59338 | 0.57671 | 0.55666 | 0.54088 | 0.52913 | 0.51404 | 0.50245 | 0.48764 | 0.47315 | 0.45587 | 0.439 | 0.42258 | 0.40665 | 0.39117 | 0.37619 | 0.36168 | 0.34761 | 0.33399 | 0.3208 | 0.30804 | 0.29567 | 0.28372 | 0.27215 | 0.26098 | 0.25018 | 0.23974 | 0.22967 | 0.21991 | 0.21047
| 27 - | Percentage of consumption driven by climate change | n/a in FP | - | 1 | - | - | - | - | bar: 2020-21 to 2049-50
| 28 - | Volume of consumption driven by climate change | n/a in FP | - | 1 |  | - | - | - | bar: 2020-21 to 2049-50
PCC and consumption by component | 29FP | Measured Household - PCC | (25FP*1,000,000)/(51FP*1,000) | l/h/d | 1 | 108 | 115 | 115 | 116 | 115 | 114 | 114 | 113 | 112 | 113 | 113 | 113 | 113 | 112 | 111 | 110 | 108 | 107 | 105 | 104 | 103 | 101 | 100 | 98 | 97 | 95 | 94 | 92 | 91 | 89 | 88 | 86 | 85 | 84
| 29.1FP | Measured toilet flushing | Input brief explanation here | l/h/d | 1 | 27.3584 | 28.9305 | 29.0437 | 29.1563 | 29.116 | 28.8479 | 28.7805 | 28.4897 | 28.3924 | 28.522 | 28.4205 | 28.5499 | 28.4563 | 28.3561 | 28.0175 | 27.6737 | 27.3269 | 26.9739 | 26.6201 | 26.2612 | 25.8969 | 25.526 | 25.1499 | 24.7697 | 24.3874 | 24.0096 | 23.6321 | 23.2605 | 22.8875 | 22.5141 | 22.1432 | 21.781 | 21.4572 | 21.1641
| 29.2FP | Measured personal washing | Input brief explanation here | l/h/d | 1 | 41.2323 | 43.6016 | 43.7721 | 43.9419 | 43.8811 | 43.4771 | 43.3754 | 42.9372 | 42.7905 | 42.9859 | 42.8329 | 43.0279 | 42.8869 | 42.7359 | 42.2255 | 41.7074 | 41.1847 | 40.6528 | 40.1195 | 39.5785 | 39.0296 | 38.4706 | 37.9038 | 37.3308 | 36.7547 | 36.1852 | 35.6162 | 35.0562 | 34.494 | 33.9314 | 33.3724 | 32.8265 | 32.3384 | 31.8967
| 29.3FP | Measured clothes washing | Input brief explanation here | l/h/d | 1 | 13.2068 | 13.9656 | 14.0203 | 14.0746 | 14.0552 | 13.9258 | 13.8932 | 13.7528 | 13.7059 | 13.7685 | 13.7194 | 13.7819 | 13.7367 | 13.6884 | 13.5249 | 13.359 | 13.1915 | 13.0211 | 12.8503 | 12.6771 | 12.5012 | 12.3222 | 12.1406 | 11.9571 | 11.7726 | 11.5902 | 11.4079 | 11.2285 | 11.0485 | 10.8683 | 10.6892 | 10.5144 | 10.358 | 10.2165
| 29.4FP | Measured dish washing | Input brief explanation here | l/h/d | 1 | 10.128 | 10.71 | 10.7519 | 10.7936 | 10.7787 | 10.6794 | 10.6545 | 10.5468 | 10.5108 | 10.5588 | 10.5212 | 10.5691 | 10.5344 | 10.4974 | 10.372 | 10.2447 | 10.1163 | 9.9857 | 9.8547 | 9.7218 | 9.587 | 9.4497 | 9.3104 | 9.1697 | 9.0282 | 8.8883 | 8.7485 | 8.611 | 8.4729 | 8.3347 | 8.1974 | 8.0633 | 7.9434 | 7.8349
| 29.5FP | Measured miscellaneous internal use | Input brief explanation here | l/h/d | 1 | 14.7396 | 15.5865 | 15.6475 | 15.7082 | 15.6865 | 15.542 | 15.5057 | 15.349 | 15.2966 | 15.3665 | 15.3117 | 15.3815 | 15.331 | 15.2771 | 15.0946 | 14.9094 | 14.7226 | 14.5324 | 14.3418 | 14.1484 | 13.9522 | 13.7523 | 13.5497 | 13.3449 | 13.1389 | 12.9354 | 12.732 | 12.5318 | 12.3308 | 12.1297 | 11.9298 | 11.7347 | 11.5602 | 11.4023
| 29.6FP | Measured external use | Input brief explanation here | l/h/d | 1 | 1.7136 | 1.812 | 1.8191 | 1.8262 | 1.8237 | 1.8069 | 1.8027 | 1.7844 | 1.7783 | 1.7865 | 1.7801 | 1.7882 | 1.7823 | 1.7761 | 1.7549 | 1.7333 | 1.7116 | 1.6895 | 1.6673 | 1.6449 | 1.622 | 1.5988 | 1.5753 | 1.5514 | 1.5275 | 1.5038 | 1.4802 | 1.4569 | 1.4335 | 1.4102 | 1.3869 | 1.3642 | 1.344 | 1.3256
| 30FP | Unmeasured Household - PCC | (26FP*1,000,000)/(52FP*1,000) | l/h/d | 1 | 157 | 159 | 159 | 160 | 159 | 157 | 156 | 154 | 153 | 153 | 152 | 152 | 151 | 150 | 148 | 146 | 144 | 142 | 140 | 138 | 136 | 133 | 131 | 129 | 127 | 125 | 123 | 120 | 118 | 116 | 114 | 112 | 110 | 107
| 30.1FP | Unmeasured toilet flushing | Input brief explanation here | l/h/d | 1 | 35.2987 | 35.6822 | 35.7339 | 35.7744 | 35.5857 | 35.1607 | 34.9634 | 34.5298 | 34.3238 | 34.3623 | 34.1613 | 34.176 | 33.9508 | 33.7206 | 33.2593 | 32.7916 | 32.3199 | 31.8443 | 31.3664 | 30.8879 | 30.4069 | 29.9232 | 29.4372 | 28.9497 | 28.46 | 27.9708 | 27.4813 | 26.9929 | 26.5041 | 26.0153 | 25.5269 | 25.0396 | 24.5584 | 24.0822
| 30.2FP | Unmeasured personal washing | Input brief explanation here | l/h/d | 1 | 65.2406 | 65.9495 | 66.045 | 66.1198 | 65.7711 | 64.9855 | 64.621 | 63.8196 | 63.4387 | 63.5099 | 63.1385 | 63.1656 | 62.7495 | 62.3239 | 61.4714 | 60.6069 | 59.7351 | 58.856 | 57.9727 | 57.0885 | 56.1994 | 55.3054 | 54.4071 | 53.5062 | 52.6011 | 51.6969 | 50.7922 | 49.8895 | 48.9861 | 48.0827 | 47.18 | 46.2793 | 45.3899 | 44.5097
| 30.3FP | Unmeasured clothes washing | Input brief explanation here | l/h/d | 1 | 18.7933 | 18.9976 | 19.0251 | 19.0466 | 18.9462 | 18.7199 | 18.6149 | 18.384 | 18.2743 | 18.2948 | 18.1878 | 18.1956 | 18.0757 | 17.9532 | 17.7076 | 17.4586 | 17.2074 | 16.9542 | 16.6998 | 16.445 | 16.1889 | 15.9314 | 15.6726 | 15.4131 | 15.1524 | 14.8919 | 14.6313 | 14.3713 | 14.111 | 13.8508 | 13.5908 | 13.3313 | 13.0751 | 12.8216
| 30.4FP | Unmeasured dish washing | Input brief explanation here | l/h/d | 1 | 14.87 | 15.0316 | 15.0533 | 15.0704 | 14.9909 | 14.8119 | 14.7288 | 14.5461 | 14.4593 | 14.4755 | 14.3909 | 14.397 | 14.3022 | 14.2052 | 14.0109 | 13.8138 | 13.6151 | 13.4148 | 13.2135 | 13.0119 | 12.8093 | 12.6055 | 12.4008 | 12.1954 | 11.9891 | 11.783 | 11.5768 | 11.3711 | 11.1652 | 10.9593 | 10.7535 | 10.5482 | 10.3455 | 10.1449
| 30.5FP | Unmeasured miscellaneous internal use | Input brief explanation here | l/h/d | 1 | 21.5252 | 21.7591 | 21.7906 | 21.8153 | 21.7003 | 21.4411 | 21.3208 | 21.0564 | 20.9307 | 20.9542 | 20.8317 | 20.8406 | 20.7033 | 20.5629 | 20.2816 | 19.9964 | 19.7088 | 19.4187 | 19.1273 | 18.8355 | 18.5422 | 18.2472 | 17.9509 | 17.6536 | 17.355 | 17.0567 | 16.7582 | 16.4603 | 16.1623 | 15.8642 | 15.5664 | 15.2692 | 14.9758 | 14.6854
| 30.6FP | Unmeasured external use | Input brief explanation here | l/h/d | 1 | 1.7409 | 1.7598 | 1.7623 | 1.7643 | 1.755 | 1.7341 | 1.7243 | 1.7029 | 1.6928 | 1.6947 | 1.6848 | 1.6855 | 1.6744 | 1.663 | 1.6403 | 1.6172 | 1.594 | 1.5705 | 1.5469 | 1.5233 | 1.4996 | 1.4758 | 1.4518 | 1.4277 | 1.4036 | 1.3795 | 1.3553 | 1.3312 | 1.3071 | 1.283 | 1.2589 | 1.2349 | 1.2112 | 1.1877
| 31FP | Average Household - PCC | ((25FP+26FP)*1,000,000))/(51FP+52FP*1,000) | l/h/d | 1 | 140.2494 | 142.1357 | 141.7801 | 141.375 | 140.1301 | 137.9387 | 136.7042 | 134.5327 | 133.2886 | 133.0717 | 131.8959 | 131.6883 | 130.5397 | 129.3973 | 127.3018 | 125.2131 | 123.1382 | 121.0678 | 119.0173 | 116.9782 | 114.9452 | 112.9136 | 110.8864 | 108.8663 | 106.8555 | 104.8758 | 102.9132 | 100.986 | 99.0709 | 97.1707 | 95.2929 | 93.4536 | 91.7472 | 90.1553
| 32FP | Water Taken Unbilled | Calculated BL+Preferred options | Ml/d | 1 | 0.027322 | 0.027311 | 0.027396 | 0.027527 | 0.027714 | 0.027896 | 0.028079 | 0.028259 | 0.028438 | 0.028624 | 0.028794 | 0.02896 | 0.02912 | 0.029278 | 0.029434 | 0.029589 | 0.029746 | 0.029905 | 0.030067 | 0.03023 | 0.030393 | 0.030555 | 0.030718 | 0.030883 | 0.031055 | 0.031237 | 0.031432 | 0.031642 | 0.031861 | 0.032094 | 0.032344 | 0.032633 | 0.03299 | 0.033401
| 33FP | Distribution System Operational Use | Calculated BL+Preferred options | Ml/d | 1 | 0.029667 | 0.029655 | 0.029747 | 0.02989 | 0.030092 | 0.03029 | 0.030489 | 0.030684 | 0.030878 | 0.03108 | 0.031265 | 0.031445 | 0.03162 | 0.031791 | 0.03196 | 0.032129 | 0.032299 | 0.032471 | 0.032647 | 0.032824 | 0.033001 | 0.033177 | 0.033354 | 0.033534 | 0.03372 | 0.033918 | 0.03413 | 0.034357 | 0.034596 | 0.034848 | 0.03512 | 0.035433 | 0.035821 | 0.036267
Leakage | 34FP | Measured Non Household - USPL | Calculated BL+Preferred options | Ml/d | 2 | 0.0089674 | 0.0090791 | 0.0091311 | 0.0091808 | 0.0092284 | 0.0092742 | 0.0093182 | 0.0093606 | 0.0094016 | 0.0094411 | 0.0094794 | 0.0095165 | 0.0095525 | 0.0095874 | 0.0096213 | 0.0096543 | 0.0096865 | 0.0097177 | 0.0097483 | 0.009778 | 0.0098071 | 0.0098355 | 0.0098632 | 0.0098904 | 0.0099169 | 0.0099429 | 0.0099684 | 0.0099933 | 0.010018 | 0.010042 | 0.010065 | 0.010088 | 0.010111 | 0.010134
| 35FP | Unmeasured Non Household - USPL | Calculated BL+Preferred options | Ml/d | 2 | 0.0016533 | 0.0015522 | 0.001504 | 0.0014573 | 0.0014121 | 0.0013683 | 0.0013258 | 0.0012847 | 0.0012448 | 0.0012061 | 0.0011687 | 0.0011324 | 0.0010973 | 0.0010632 | 0.0010302 | 0.00099823 | 0.00096724 | 0.00093722 | 0.00090813 | 0.00087994 | 0.00085262 | 0.00082616 | 0.00080051 | 0.00077567 | 0.00075159 | 0.00072826 | 0.00070565 | 0.00068375 | 0.00066252 | 0.00064196 | 0.00062203 | 0.00060272 | 0.00058402 | 0.00056589
| 36FP | Measured Household - USPL | Calculated BL+Preferred options | Ml/d | 2 | 0.038897 | 0.042136 | 0.043584 | 0.045157 | 0.046889 | 0.048576 | 0.050239 | 0.051859 | 0.053454 | 0.055044 | 0.056553 | 0.058025 | 0.059453 | 0.060848 | 0.062211 | 0.063551 | 0.064874 | 0.066182 | 0.067481 | 0.068761 | 0.070021 | 0.07126 | 0.072482 | 0.073694 | 0.074908 | 0.076143 | 0.077402 | 0.078694 | 0.080005 | 0.081342 | 0.082726 | 0.084221 | 0.085935 | 0.087814
| 37FP | Unmeasured Household - USPL | Calculated BL+Preferred options | Ml/d | 2 | 0.065737 | 0.062354 | 0.060728 | 0.059145 | 0.057603 | 0.056101 | 0.054639 | 0.053214 | 0.051827 | 0.050476 | 0.04916 | 0.047878 | 0.04663 | 0.045414 | 0.04423 | 0.043077 | 0.041954 | 0.04086 | 0.039795 | 0.038758 | 0.037747 | 0.036763 | 0.035805 | 0.034871 | 0.033962 | 0.033077 | 0.032214 | 0.031375 | 0.030557 | 0.02976 | 0.028984 | 0.028229 | 0.027493 | 0.026776
| 38FP | Void Properties - USPL | Calculated BL+Preferred options | Ml/d | 2 | 0.010102 | 0.0085388 | 0.0084919 | 0.0084543 | 0.0084276 | 0.0084015 | 0.0083772 | 0.0083535 | 0.0083312 | 0.0083114 | 0.0082901 | 0.0082696 | 0.0082493 | 0.0082298 | 0.0082112 | 0.0081936 | 0.0081775 | 0.0081628 | 0.0081499 | 0.008138 | 0.0081272 | 0.0081174 | 0.0081086 | 0.0081012 | 0.0080957 | 0.0080931 | 0.0080935 | 0.0080971 | 0.0081034 | 0.0081125 | 0.0081256 | 0.0081458 | 0.0081782 | 0.0082205
| 39FP | Distribution Losses | Calculated BL+Preferred options | Ml/d | 2 | 0.43367 | 0.36732 | 0.36754 | 0.36689 | 0.34544 | 0.324 | 0.30253 | 0.28108 | 0.25961 | 0.24865 | 0.23774 | 0.22683 | 0.21862 | 0.21041 | 0.19951 | 0.1886 | 0.17768 | 0.16674 | 0.15578 | 0.15018 | 0.14457 | 0.13895 | 0.13333 | 0.12769 | 0.12201 | 0.1163 | 0.11053 | 0.1047 | 0.098828 | 0.092907 | 0.086913 | 0.08078 | 0.074398 | 0.06782
| 40FP | Total Leakage | Sum(34FP:39FP) | Ml/d | 2 | 0.55902 | 0.49098 | 0.49098 | 0.49028 | 0.469 | 0.44772 | 0.42643 | 0.40515 | 0.38387 | 0.37313 | 0.36239 | 0.35166 | 0.3436 | 0.33555 | 0.32481 | 0.31407 | 0.30334 | 0.2926 | 0.28186 | 0.27649 | 0.27112 | 0.26576 | 0.26039 | 0.25502 | 0.24965 | 0.24428 | 0.23891 | 0.23354 | 0.22817 | 0.2228 | 0.21744 | 0.21207 | 0.2067 | 0.20133
| 41FP | Total Leakage | (40FP*1,000,000)/(48FP*1,000) | l/prop/d | 2 | 130.312 | 116.5325 | 116.1668 | 115.4391 | 109.6694 | 103.9953 | 98.3911 | 92.8766 | 87.4311 | 84.4226 | 81.5009 | 78.6234 | 76.392 | 74.1926 | 71.4326 | 68.7031 | 65.999 | 63.3195 | 60.6614 | 59.181 | 57.7168 | 56.2693 | 54.8364 | 53.4146 | 51.9981 | 50.5783 | 49.1562 | 47.7293 | 46.306 | 44.8852 | 43.4595 | 42.0071 | 40.4943 | 38.9508
Customer: Properties | 42FP | Measured Non Household - Properties | Input (total, excluding voids) | 000's | 2 | 0.41111 | 0.41623 | 0.41862 | 0.4209 | 0.42308 | 0.42518 | 0.4272 | 0.42914 | 0.43102 | 0.43283 | 0.43459 | 0.43629 | 0.43794 | 0.43954 | 0.44109 | 0.44261 | 0.44408 | 0.44551 | 0.44691 | 0.44828 | 0.44961 | 0.45091 | 0.45218 | 0.45343 | 0.45464 | 0.45584 | 0.457 | 0.45815 | 0.45927 | 0.46037 | 0.46145 | 0.46251 | 0.46355 | 0.46457
| 43FP | Unmeasured Non Household - Properties | Input (total, excluding voids) | 000's | 2 | 0.048388 | 0.045431 | 0.044021 | 0.042654 | 0.04133 | 0.040047 | 0.038804 | 0.0376 | 0.036432 | 0.035302 | 0.034206 | 0.033144 | 0.032115 | 0.031118 | 0.030152 | 0.029216 | 0.02831 | 0.027431 | 0.026579 | 0.025754 | 0.024955 | 0.02418 | 0.02343 | 0.022702 | 0.021998 | 0.021315 | 0.020653 | 0.020012 | 0.019391 | 0.018789 | 0.018206 | 0.017641 | 0.017093 | 0.016563
| 44FP | All void non-households - properties | Input (voids in each year) | 000's | 2 | 0.058642 | 0.058404 | 0.058284 | 0.058164 | 0.058046 | 0.057929 | 0.057814 | 0.057701 | 0.057591 | 0.057484 | 0.05738 | 0.057279 | 0.057182 | 0.057088 | 0.056997 | 0.05691 | 0.056826 | 0.056745 | 0.056668 | 0.056595 | 0.056525 | 0.056458 | 0.056395 | 0.056334 | 0.056277 | 0.056223 | 0.056172 | 0.056125 | 0.05608 | 0.056038 | 0.055998 | 0.055962 | 0.055928 | 0.055897
| 45FP | Measured Household - Properties (excl voids) | Pre-plan year = input. Forecast years = Previous year 45FP + sum(45.1FP:45.6FP) | 000's | 2 | 1.6241 | 1.6866 | 1.7481 | 1.8154 | 1.8901 | 1.9629 | 2.0348 | 2.1048 | 2.1739 | 2.2428 | 2.3082 | 2.3721 | 2.434 | 2.4945 | 2.5537 | 2.612 | 2.6696 | 2.7265 | 2.7832 | 2.8391 | 2.8941 | 2.9483 | 3.0017 | 3.0548 | 3.108 | 3.1623 | 3.2177 | 3.2747 | 3.3326 | 3.3917 | 3.453 | 3.5194 | 3.5958 | 3.6797
| 45.1FP | New properties | Input (new builds in each year) | 000's | 2 | 0.0058091 | 0.013323 | 0.013539 | 0.020697 | 0.029229 | 0.028558 | 0.028782 | 0.028076 | 0.028155 | 0.02912 | 0.026602 | 0.026075 | 0.025141 | 0.024711 | 0.024334 | 0.024256 | 0.024472 | 0.024745 | 0.02528 | 0.025284 | 0.025257 | 0.025167 | 0.025218 | 0.025565 | 0.026442 | 0.028183 | 0.029996 | 0.032213 | 0.033782 | 0.035629 | 0.03846 | 0.044144 | 0.054661 | 0.062816
| 45.2FP | Meter optants - properties | Input (meter optants in each year) | 000's | 2 | 0.043587 | 0.045247 | 0.044068 | 0.042919 | 0.0418 | 0.04071 | 0.039649 | 0.038615 | 0.037608 | 0.036628 | 0.035673 | 0.034743 | 0.033837 | 0.032955 | 0.032096 | 0.031259 | 0.030444 | 0.029651 | 0.028878 | 0.028125 | 0.027391 | 0.026677 | 0.025982 | 0.025305 | 0.024645 | 0.024002 | 0.023377 | 0.022767 | 0.022174 | 0.021595 | 0.021032 | 0.020484 | 0.01995 | 0.01943
| 45.3FP | Compulsory metering - properties | Input (compulsory meters in each year) | 000's | 2 | 0 | 0 | 0 | 0 | 0 | 0 | 0 | 0 | 0 | 0 | 0 | 0 | 0 | 0 | 0 | 0 | 0 | 0 | 0 | 0 | 0 | 0 | 0 | 0 | 0 | 0 | 0 | 0 | 0 | 0 | 0 | 0 | 0 | 0
| 45.4FP | Metering on change of occupancy - properties | Input (change of occupancy meters in each year) | 000's | 2 | 0 | 0 | 0 | 0 | 0 | 0 | 0 | 0 | 0 | 0 | 0 | 0 | 0 | 0 | 0 | 0 | 0 | 0 | 0 | 0 | 0 | 0 | 0 | 0 | 0 | 0 | 0 | 0 | 0 | 0 | 0 | 0 | 0 | 0
| 45.5FP | Selective metering properties | Input (selective meters in each year) | 000's | 2 | 0 | 0 | 0 | 0 | 0 | 0 | 0 | 0 | 0 | 0 | 0 | 0 | 0 | 0 | 0 | 0 | 0 | 0 | 0 | 0 | 0 | 0 | 0 | 0 | 0 | 0 | 0 | 0 | 0 | 0 | 0 | 0 | 0 | 0
| 45.6FP | Other changes to existing metering - properties | Input (other changes to meters in each year) | 000's | 2 | 0.0048246 | 0.003943 | 0.0038402 | 0.0037401 | 0.0036426 | 0.0035476 | 0.0034551 | 0.003365 | 0.0032773 | 0.0031919 | 0.0031087 | 0.0030276 | 0.0029487 | 0.0028718 | 0.0027969 | 0.002724 | 0.002653 | 0.0025838 | 0.0025165 | 0.0024509 | 0.002387 | 0.0023248 | 0.0022641 | 0.0022051 | 0.0021476 | 0.0020916 | 0.0020371 | 0.001984 | 0.0019323 | 0.0018819 | 0.0018328 | 0.0017851 | 0.0017385 | 0.0016932
| 45.7FP | Measured void households - properties | Input (voids in each year) | 000's | 2 | 0.05906 | 0.054022 | 0.055889 | 0.057926 | 0.060174 | 0.062365 | 0.064526 | 0.066632 | 0.068706 | 0.070774 | 0.072737 | 0.074653 | 0.076511 | 0.078326 | 0.080102 | 0.081847 | 0.083571 | 0.085276 | 0.086971 | 0.088641 | 0.090285 | 0.091903 | 0.093499 | 0.095082 | 0.096669 | 0.098285 | 0.099934 | 0.10163 | 0.10335 | 0.1051 | 0.10692 | 0.10888 | 0.11114 | 0.11361
| 46FP | Unmeasured households - properties (excl void) | Input (total) | 000's | 2 | 1.9373 | 1.8376 | 1.7897 | 1.7431 | 1.6976 | 1.6534 | 1.6103 | 1.5683 | 1.5274 | 1.4876 | 1.4488 | 1.411 | 1.3742 | 1.3384 | 1.3035 | 1.2695 | 1.2364 | 1.2042 | 1.1728 | 1.1422 | 1.1125 | 1.0834 | 1.0552 | 1.0277 | 1.0009 | 0.97481 | 0.94939 | 0.92464 | 0.90054 | 0.87706 | 0.85419 | 0.83192 | 0.81024 | 0.78911
| 47FP | Unmeasured void households - properties | Input (voids in each year) | 000's | 2 | 0.15125 | 0.11489 | 0.1119 | 0.10898 | 0.10614 | 0.10337 | 0.10068 | 0.098054 | 0.095498 | 0.093008 | 0.090583 | 0.088222 | 0.085922 | 0.083682 | 0.0815 | 0.079375 | 0.077306 | 0.075291 | 0.073328 | 0.071416 | 0.069554 | 0.067741 | 0.065975 | 0.064255 | 0.06258 | 0.060948 | 0.059359 | 0.057812 | 0.056305 | 0.054837 | 0.053407 | 0.052015 | 0.050659 | 0.049338
| 48FP | Total Resource Zone Properties (incl voids) | SUM(42FP:45FP)+45.7FP+46FP+47FP | 000's | 2 | 4.2899 | 4.2132 | 4.2265 | 4.2471 | 4.2765 | 4.3052 | 4.3341 | 4.3623 | 4.3905 | 4.4198 | 4.4465 | 4.4727 | 4.4979 | 4.5227 | 4.5471 | 4.5715 | 4.5961 | 4.621 | 4.6465 | 4.672 | 4.6975 | 4.7229 | 4.7484 | 4.7743 | 4.8011 | 4.8297 | 4.8602 | 4.8931 | 4.9275 | 4.9639 | 5.0032 | 5.0484 | 5.1044 | 5.1688
Customer: Population | 49FP | Measured Non Household - Population | Input (total) | 000's | 2 | 0.21511 | 0.21183 | 0.2104 | 0.20685 | 0.2033 | 0.2005 | 0.19766 | 0.1948 | 0.19148 | 0.1884 | 0.18599 | 0.1842 | 0.18257 | 0.18086 | 0.17945 | 0.17905 | 0.17875 | 0.17804 | 0.1773 | 0.17635 | 0.17545 | 0.17465 | 0.17361 | 0.1725 | 0.17136 | 0.17034 | 0.16927 | 0.16834 | 0.16732 | 0.16629 | 0.1652 | 0.16391 | 0.16323 | 0.16322
| 50FP | Unmeasured Non Household - Population | Input (total) | 000's | 2 | 0 | 0 | 0 | 0 | 0 | 0 | 0 | 0 | 0 | 0 | 0 | 0 | 0 | 0 | 0 | 0 | 0 | 0 | 0 | 0 | 0 | 0 | 0 | 0 | 0 | 0 | 0 | 0 | 0 | 0 | 0 | 0 | 0 | 0
| 51FP | Measured Household - Population | Input (total) | 000's | 2 | 2.3349 | 2.5595 | 2.6682 | 2.7868 | 2.9068 | 3.0243 | 3.1397 | 3.2525 | 3.3656 | 3.4752 | 3.5808 | 3.6825 | 3.7808 | 3.8761 | 3.9684 | 4.0573 | 4.1434 | 4.2277 | 4.3095 | 4.3893 | 4.467 | 4.5428 | 4.6168 | 4.6893 | 4.7608 | 4.8305 | 4.8997 | 4.967 | 5.0338 | 5.0998 | 5.1656 | 5.2335 | 5.2988 | 5.3594
| 52FP | Unmeasured Household - Population | Input (total) | 000's | 2 | 4.3217 | 4.1341 | 4.0447 | 3.9585 | 3.87 | 3.783 | 3.6975 | 3.6138 | 3.5324 | 3.4518 | 3.3731 | 3.2956 | 3.2197 | 3.1453 | 3.0725 | 3.001 | 2.9309 | 2.8625 | 2.7955 | 2.7301 | 2.6663 | 2.6041 | 2.5433 | 2.4841 | 2.4262 | 2.3696 | 2.3143 | 2.2601 | 2.2072 | 2.1557 | 2.1053 | 2.056 | 2.0073 | 1.9591
| 53FP | Total Resource Zone Population | 49FP+Sum(50FP:52FP) | 000's | 2 | 6.8717 | 6.9054 | 6.9234 | 6.9521 | 6.98 | 7.0078 | 7.0349 | 7.0611 | 7.0895 | 7.1153 | 7.1399 | 7.1623 | 7.1831 | 7.2022 | 7.2204 | 7.2373 | 7.2531 | 7.2683 | 7.2823 | 7.2958 | 7.3088 | 7.3216 | 7.3338 | 7.3459 | 7.3584 | 7.3705 | 7.3832 | 7.3954 | 7.4084 | 7.4217 | 7.4361 | 7.4534 | 7.4693 | 7.4817
Occupancy | 54FP | Measured Household - Occupancy Rate (average) (excl voids) | 51FP/45FP | h/prop | 1 | 1.4377 | 1.5175 | 1.5264 | 1.5351 | 1.5379 | 1.5407 | 1.543 | 1.5452 | 1.5482 | 1.5495 | 1.5513 | 1.5524 | 1.5533 | 1.5538 | 1.554 | 1.5533 | 1.5521 | 1.5506 | 1.5484 | 1.546 | 1.5435 | 1.5408 | 1.5381 | 1.5351 | 1.5318 | 1.5275 | 1.5227 | 1.5168 | 1.5105 | 1.5036 | 1.496 | 1.487 | 1.4736 | 1.4565
| 55FP | Unmeasured Household - Occupancy Rate | 52BL/46BL | h/prop | 1 | 2.2307 | 2.2497 | 2.26 | 2.271 | 2.2797 | 2.2881 | 2.2962 | 2.3043 | 2.3127 | 2.3204 | 2.3282 | 2.3356 | 2.3429 | 2.35 | 2.3571 | 2.3638 | 2.3705 | 2.3771 | 2.3836 | 2.3902 | 2.3968 | 2.4035 | 2.4103 | 2.4171 | 2.424 | 2.4308 | 2.4376 | 2.4443 | 2.451 | 2.4578 | 2.4646 | 2.4714 | 2.4774 | 2.4826
Metering | 56FP | Total Household Metering penetration (excl. voids) | 45FP/45FP+46FP | % | 0 | 45.6% | 47.86% | 49.41% | 51.02% | 52.68% | 54.28% | 55.82% | 57.3% | 58.73% | 60.12% | 61.44% | 62.7% | 63.91% | 65.08% | 66.21% | 67.29% | 68.35% | 69.36% | 70.35% | 71.31% | 72.23% | 73.13% | 73.99% | 74.83% | 75.64% | 76.44% | 77.22% | 77.98% | 78.73% | 79.45% | 80.17% | 80.88% | 81.61% | 82.34%
| 57FP | Total Household Metering penetration (incl. voids) | 45FP/(45FP+45.7FP+46FP+47FP) | % | 0 | 43.06% | 45.67% | 47.17% | 48.73% | 50.35% | 51.9% | 53.4% | 54.84% | 56.24% | 57.59% | 58.88% | 60.11% | 61.3% | 62.44% | 63.54% | 64.61% | 65.64% | 66.64% | 67.61% | 68.55% | 69.46% | 70.34% | 71.19% | 72.02% | 72.82% | 73.6% | 74.37% | 75.13% | 75.87% | 76.58% | 77.29% | 78% | 78.72% | 79.45%
|  | Company: | Dŵr Cymru Welsh Water
|  | Resource Zone Name: | South Meirionydd
|  | Resource Zone Number: | 8036
|  | Planning Scenario Name: | Dry Year Annual Average
|  | Chosen Level of Service: | 1 in 20

## 9. FP SDB
Table 9: Final planning water supply
| Row Ref | Component | Derivation | Unit | Decimal places | 2015-16 | For info 2017-18 | For info 2018-19 | For info 2019-20 | 2020-21 | 2021-22 | 2022-23 | 2023-24 | 2024-25 | 2025-26 | 2026-27 | 2027-28 | 2028-29 | 2029-30 | 2030-31 | 2031-32 | 2032-33 | 2033-34 | 2034-35 | 2035-36 | 2036-37 | 2037-38 | 2038-39 | 2039-40 | 2040-41 | 2041-42 | 2042-43 | 2043-44 | 2044-45 | 2045-46 | 2046-47 | 2047-48 | 2048-49 | 2049-50
SDB | 11FP | Distribution Input | 19FP+20FP+21FP+22FP+32FP+33FP+38FP+39FP | Ml/d | 2 | 2.062 | 2.011 | 2.0122 | 2.0138 | 1.9902 | 1.9609 | 1.9312 | 1.8984 | 1.8722 | 1.8632 | 1.8472 | 1.8374 | 1.8235 | 1.8093 | 1.7856 | 1.7615 | 1.7374 | 1.7132 | 1.689 | 1.6701 | 1.6512 | 1.6322 | 1.6132 | 1.5941 | 1.5752 | 1.5564 | 1.5378 | 1.5194 | 1.5011 | 1.4829 | 1.465 | 1.4477 | 1.4313 | 1.4154
| 12FP | Water Available For Use (own sources) | 7FP-(9FP+10FP) | Ml/d | 2 | 2.2751 | 2.2247 | 2.2241 | 2.2234 | 2.2227 | 2.222 | 2.2214 | 2.2207 | 2.22 | 2.2193 | 2.2187 | 2.218 | 2.2173 | 2.2166 | 2.2161 | 2.2159 | 2.2158 | 2.2156 | 2.2154 | 2.2153 | 2.2151 | 2.2149 | 2.2148 | 2.2146 | 2.2144 | 2.2142 | 2.2141 | 2.2139 | 2.2137 | 2.2136 | 2.2134 | 2.2132 | 2.2131 | 2.2129
| 13FP | Total Water Available For Use | 12FP+(2FP+3FP)-(5FP+6FP) | Ml/d | 2 | 2.4536 | 2.5047 | 2.5041 | 2.5034 | 2.5027 | 2.502 | 2.5014 | 2.5007 | 2.5 | 2.4993 | 2.4987 | 2.498 | 2.4973 | 2.4966 | 2.4961 | 2.4959 | 2.4958 | 2.4956 | 2.4954 | 2.4953 | 2.4951 | 2.4949 | 2.4948 | 2.4946 | 2.4944 | 2.4942 | 2.4941 | 2.4939 | 2.4937 | 2.4936 | 2.4934 | 2.4932 | 2.4931 | 2.4929
| 14FP | Target headroom (climate change component) | Input | Ml/d | 2 | 0.0003137 | 0.0045481 | 0.0091509 | 0.013722 | 0.018387 | 0.023006 | 0.027592 | 0.032237 | 0.036751 | 0.031145 | 0.03454 | 0.038047 | 0.041437 | 0.044133 | 0.041638 | 0.042251 | 0.043086 | 0.043776 | 0.044281 | 0.0068848 | 0.0072018 | 0.0074049 | 0.0076024 | 0.0077805 | 0.005908 | 0.0060252 | 0.006129 | 0.0062384 | 0.006366 | 0.0064237 | 0.0065712 | 0.0066572 | 0.0067744 | 0.0067514
| 15FP | Target headroom (All other components) | Input | Ml/d | 2 | 0.10565 | 0.10602 | 0.10909 | 0.11031 | 0.11191 | 0.1135 | 0.11289 | 0.11515 | 0.11608 | 0.092767 | 0.094502 | 0.094611 | 0.096067 | 0.095935 | 0.082141 | 0.088983 | 0.094546 | 0.10057 | 0.10831 | 0.099646 | 0.10601 | 0.1119 | 0.1196 | 0.1254 | 0.11847 | 0.12456 | 0.13136 | 0.13811 | 0.14665 | 0.15339 | 0.16077 | 0.16758 | 0.17606 | 0.18404
| 16FP | Target Headroom | 14FP+15FP | Ml/d | 2 | 0.10596 | 0.11056 | 0.11824 | 0.12403 | 0.1303 | 0.1365 | 0.14048 | 0.14738 | 0.15283 | 0.12391 | 0.12904 | 0.13266 | 0.1375 | 0.14007 | 0.12378 | 0.13123 | 0.13763 | 0.14435 | 0.15259 | 0.10653 | 0.11321 | 0.1193 | 0.1272 | 0.13318 | 0.12438 | 0.13059 | 0.13748 | 0.14435 | 0.15302 | 0.15982 | 0.16735 | 0.17424 | 0.18283 | 0.19079
| 17FP | Available Headroom | 13FP-11FP | Ml/d | 2 | 0.39167 | 0.49378 | 0.49186 | 0.48957 | 0.51251 | 0.54116 | 0.57012 | 0.60229 | 0.62783 | 0.63614 | 0.6514 | 0.66054 | 0.67382 | 0.68729 | 0.71053 | 0.7344 | 0.75838 | 0.78241 | 0.80647 | 0.82516 | 0.84391 | 0.86272 | 0.88158 | 0.90044 | 0.91921 | 0.93783 | 0.95627 | 0.97454 | 0.99266 | 1.0107 | 1.0284 | 1.0455 | 1.0618 | 1.0775
| 18FP | Supply Demand Balance | 17FP-16FP | Ml/d | 2 | 0.2857 | 0.38322 | 0.37362 | 0.36554 | 0.38222 | 0.40466 | 0.42964 | 0.45491 | 0.475 | 0.51222 | 0.52236 | 0.52789 | 0.53631 | 0.54722 | 0.58675 | 0.60316 | 0.62075 | 0.63806 | 0.65388 | 0.71863 | 0.73069 | 0.74342 | 0.75438 | 0.76726 | 0.79483 | 0.80725 | 0.81879 | 0.83019 | 0.83964 | 0.85083 | 0.86104 | 0.87128 | 0.87894 | 0.88672
|  | Company: | Dŵr Cymru Welsh Water
|  | Resource Zone Name: | South Meirionydd
|  | Resource Zone Number: | 8036
|  | Planning Scenario Name: | Dry Year Annual Average
|  | Chosen Level of Service: | 1 in 20

## 10. Drought plan links
Table 10: Drought plan links and Deployable Output Overview
10.1 Planning scenarios |  |  |  |  | 10.2 Water resources management plan | [7 empty] | 10.3 Drought plan | [5 empty] | 10.4 Demand
Drought Scenarios | Drought Description | Drought Severity | Plan in which scenario is used (highlights overlaps) |  | WRMP DO of Sources (not including drought measures) | WRMP Additional Yield from Drought Supply Measures (eg drought permits or orders) |  |  | WRMP Impact on DO of drought plan Demand Restrictions (eg TUBs) |  |  | WRMP DO Levels of Service | Drought Plan Additional Yield from Further Supply Measures (eg drought permits or orders) |  |  | Drought Plan Impact on DO of Further Demand Restrictions (eg TUBs) |  |  | Unrestricted Demand | Restricted Demand
|  |  | WRMP | Drought Plan | DO (Ml/d) | Description | Marginal Benefit (Ml/d) | DO (Ml/d) | Description | Marginal Benefit (Ml/d) | DO (Ml/d) | DO (Ml/d) | Description | Marginal Benefit (Ml/d) | DO (Ml/d) | Description | Marginal Benefit (Ml/d) | DO (Ml/d) | Ml/d | Ml/d
Historic Droughts | 1976 | 1.2% chance in any given year | Y | Y | 2.41 | n/a | 0 | 2.41 | n/a | 0 | 2.41 | 2.41 | n/a | 0 | 2.41 | n/a | 0 | 2.41 | 2.41 | 2.41
| 0 | 0 | 0 | 0 | 0 | 0 | 0 | 0 | 0 | 0 | 0 | 0 | 0 | 0 | 0 | 0 | 0 | 0 | 0 | 0
Additional Drought Scenarios | 1 in 200 | Severe Drought | Y | n | 2.41 | n/a | 0 | 2.41 | n/a | 0 | 2.41 | 2.41 | n/a | 0 | 2.41 | n/a | 0 | 2.41 | 2.41 | 2.41
| 0 | 0 | 0 | 0 | 0 | 0 | 0 | 0 | 0 | 0 | 0 | 0 | 0 | 0 | 0 | 0 | 0 | 0 | 0 | 0
Reported DO for WRMP tables highlighted in yellow
10.5 Summary report
WRMP DO Overview | [8 empty] | Drought Plan Overview
DO Approach - The 'explicit levels of service (UKWIR, 2014) approach has been followed LoS - Hosepipe ban >1 in 58, Drought order >1 in 58 Constraint on DO - Annual abstraction license limit at Afon Gwril. Critical Year - 1976 Model simulation year Data length, quality: 1958-2015 (58 years), confidence rating AC Approach to Drought Severity: worst historic in time series | [8 empty] | Please see South Meirionnydd zonal summary in Appendix 1 of our Drought Plan.
Additional Drought Scenarios | [8 empty] | Drought Supply Measures and Demand Restrictions Further Details
Tested against a 1 in 200 year drought scenario in line with UK long term planning project. | [8 empty] | For droughts more severe than 1 in 200, we would look to our drought supply side mitigation measures as outlined in our drought plan. Our current Drought Plan is available on https://welshwater.com/en/My-Water/Water-Resources/Drought-Plan.aspx
0
Impact on Supply Demand | [8 empty] | 0
EVA analysis of reservoir storage suggests that the 1 in 200 drought does not breach emergency storage, therefore we have assumed that the DO under this scenario is the same as the worst historic. | [8 empty] | 0
0
Demands | [8 empty] | 0
Demand reductions have not been triggered in the baseline DO model run. | [8 empty] | 0
0 | [8 empty] | 0
0 | [8 empty] | 0
0 | [8 empty] | 0