## TITLE PAGE
Water Resources Planning Tables 2019
v15 - June 2018
All queries on the content of this workbook should be sent to:
water-company-plan@environment-agency.gov.uk
Water resource zone information
Company: |  | Dŵr Cymru Welsh Water
Resource Zone Name: |  | Tywi Gower |  |  |  |  | Data validation: Cell D20
Resource Zone Number: |  | 8201 |  |  |  |  | Dry Year Annual Average
Planning Scenario Name: |  | Dry Year Annual Average | DYAA | Normal Year Annual Average |  |  | Dry Year Critical Period
Chosen Level of Service: |  | 1 in 20 |  |  |  |  | Dry Year Annual Average - benchmarking data
Base Year: |  | 2015-16 |  |  |  |  | Dry Year Critical Period - benchmarking data
Responsible Officer: |  | Ian Brown | Signed: |  | Dated: | 2019-03-21
Version: |  | DryYr_TywiGower_FinalPlan_Version6 |  | [Digital signature is acceptable]
Key to cells
Clear cells - indicate an input is required
Yellow shaded cells - indicates a formula.
Blue shaded cells - indicate base year data.
Light grey shaded cells - indicate preceding years.
Dark grey cells - indicate that no data entry is required.
Worksheet |  | Content
WRZ summary |  | Supply-Demand Balance and components
1. BL Licences |  | Baseline water resources
2. BL Supply |  | Baseline water supplies
3. BL Demand |  | Baseline demand
4. BL SDB |  | Baseline supply demand balance
5. Feasible options |  | Fixed and Variable costs, Net Present Value, AIC and AISC of all feasible options (confidential)
6. Preferred options |  | High level costs of preferred options (Dry Year) - publicly available
7. FP Supply |  | Final Planning water supplies (impact of Scenario options)
8. FP Demand |  | Final Planning demand (impact of Scenario options)
9. FP SDB |  | Final Planning supply demand balance
10. Drought plan links |  | Drought plan links

## WRZ summary
Summary graphs of water resources planning tables data
Dŵr Cymru Welsh Water
Tywi Gower
DERIVATION | DESCRIPTION | UNITS |  | For info 2017-18 | For info 2018-19 | For info 2019-20 | 2020-21 | 2021-22 | 2022-23 | 2023-24 | 2024-25 | 2025-26 | 2026-27 | 2027-28 | 2028-29 | 2029-30 | 2030-31 | 2031-32 | 2032-33 | 2033-34 | 2034-35 | 2035-36 | 2036-37 | 2037-38 | 2038-39 | 2039-40 | 2040-41 | 2041-42 | 2042-43 | 2043-44 | 2044-45 | 2045-46 | 2046-47 | 2047-48 | 2048-49 | 2049-50
SUPPLY
13BL | Total water available for use | Ml/d | 207.6541 | 206.0476 | 206.0476 | 206.0476 | 206.0476 | 206.0476 | 206.0476 | 206.0476 | 206.0476 | 206.0476 | 206.0476 | 206.0476 | 206.0476 | 206.0476 | 206.0476 | 206.0476 | 206.0476 | 206.0476 | 206.0476 | 206.0476 | 206.0476 | 206.0476 | 206.0476 | 206.0476 | 206.0476 | 206.0476 | 206.0476 | 206.0476 | 206.0476 | 206.0476 | 206.0476 | 206.0476 | 206.0476 | 206.0476
13FP | Total water available for use | Ml/d | 207.6541 | 206.0476 | 206.0476 | 206.0476 | 206.0476 | 206.0476 | 206.0476 | 206.0476 | 206.0476 | 206.0476 | 206.0476 | 206.0476 | 206.0476 | 206.0476 | 206.0476 | 206.0476 | 206.0476 | 206.0476 | 206.0476 | 206.0476 | 206.0476 | 206.0476 | 206.0476 | 206.0476 | 206.0476 | 206.0476 | 206.0476 | 206.0476 | 206.0476 | 206.0476 | 206.0476 | 206.0476 | 206.0476 | 206.0476
DEMAND
26BL | Unmeasured household consumption | Ml/d | 80.3569 | 78.7379 | 77.5638 | 76.3815 | 74.685 | 72.5139 | 70.866 | 68.7684 | 67.185 | 66.0953 | 64.5591 | 63.4584 | 61.9184 | 60.3993 | 58.4905 | 56.6092 | 54.7646 | 52.9603 | 51.1961 | 49.4759 | 47.7963 | 46.1573 | 44.5576 | 42.9983 | 41.4772 | 39.9951 | 38.5518 | 37.1463 | 35.7778 | 34.4456 | 33.1491 | 31.8877 | 30.6613 | 29.4691
26FP | Unmeasured household consumption | Ml/d | 80.3569 | 78.7379 | 77.5638 | 76.3815 | 74.685 | 72.5139 | 70.866 | 68.7684 | 67.185 | 66.0953 | 64.5591 | 63.4584 | 61.9184 | 60.3993 | 58.4905 | 56.6092 | 54.7646 | 52.9603 | 51.1961 | 49.4759 | 47.7963 | 46.1573 | 44.5576 | 42.9983 | 41.4772 | 39.9951 | 38.5518 | 37.1463 | 35.7778 | 34.4456 | 33.1491 | 31.8877 | 30.6613 | 29.4691
25BL | Measured household consumption | Ml/d | 22.3583 | 26.5433 | 28.1394 | 29.7561 | 31.1487 | 32.2678 | 33.573 | 34.593 | 35.8282 | 37.2946 | 38.44 | 39.8667 | 40.9576 | 42.0013 | 42.6472 | 43.2151 | 43.7166 | 44.1564 | 44.536 | 44.8582 | 45.1242 | 45.3347 | 45.4907 | 45.5955 | 45.6515 | 45.6589 | 45.6184 | 45.532 | 45.4005 | 45.2235 | 45.0035 | 44.7411 | 44.438 | 44.0947
25FP | Measured household consumption | Ml/d | 22.3583 | 26.5433 | 28.1394 | 29.7561 | 31.1487 | 32.2678 | 33.573 | 34.593 | 35.8282 | 37.2946 | 38.44 | 39.8667 | 40.9576 | 42.0013 | 42.6472 | 43.2151 | 43.7166 | 44.1564 | 44.536 | 44.8582 | 45.1242 | 45.3347 | 45.4907 | 45.5955 | 45.6515 | 45.6589 | 45.6184 | 45.532 | 45.4005 | 45.2235 | 45.0035 | 44.7411 | 44.438 | 44.0947
23BL+24BL | Non-household consumption | Ml/d | 32.4954 | 33.0244 | 33.1805 | 33.188 | 33.3058 | 33.4618 | 33.0165 | 32.9758 | 32.9179 | 32.8624 | 32.8083 | 32.7547 | 32.7027 | 32.6515 | 32.6013 | 32.5519 | 32.5031 | 32.455 | 32.4076 | 32.3621 | 32.3172 | 32.2729 | 32.2291 | 32.1858 | 32.143 | 32.1008 | 32.059 | 32.0176 | 31.9766 | 31.9363 | 31.8964 | 31.8569 | 31.8178 | 31.779
23FP+24FP | Non-household consumption | Ml/d | 32.4954 | 33.0244 | 33.1805 | 33.188 | 33.3058 | 33.4618 | 33.0165 | 32.9758 | 32.9179 | 32.8624 | 32.8083 | 32.7547 | 32.7027 | 32.6515 | 32.6013 | 32.5519 | 32.5031 | 32.455 | 32.4076 | 32.3621 | 32.3172 | 32.2729 | 32.2291 | 32.1858 | 32.143 | 32.1008 | 32.059 | 32.0176 | 31.9766 | 31.9363 | 31.8964 | 31.8569 | 31.8178 | 31.779
40BL | Total leakage | Ml/d | 32.0336 | 33.3675 | 33.3675 | 33.3202 | 32.5411 | 31.762 | 30.9828 | 30.2037 | 29.4246 | 28.6015 | 27.7785 | 26.9554 | 26.3381 | 25.7208 | 24.8977 | 24.0747 | 23.2516 | 22.4285 | 21.6055 | 21.1939 | 20.7824 | 20.3709 | 19.9593 | 19.5478 | 19.1363 | 18.7247 | 18.3132 | 17.9017 | 17.4901 | 17.0786 | 16.6671 | 16.2555 | 15.844 | 15.4325
40FP | Total leakage | Ml/d | 32.0336 | 33.3675 | 33.3675 | 33.3202 | 32.5411 | 31.762 | 30.9828 | 30.2037 | 29.4246 | 28.6015 | 27.7785 | 26.9554 | 26.3381 | 25.7208 | 24.8977 | 24.0747 | 23.2516 | 22.4285 | 21.6055 | 21.1939 | 20.7824 | 20.3709 | 19.9593 | 19.5478 | 19.1363 | 18.7247 | 18.3132 | 17.9017 | 17.4901 | 17.0786 | 16.6671 | 16.2555 | 15.844 | 15.4325
11BL-(23BL:26BL)-40BL | Other components of demand | Ml/d | 4.545 | 4.595 | 4.6296 | 4.6666 | 4.705 | 4.7435 | 4.7818 | 4.8205 | 4.8594 | 4.8976 | 4.9347 | 4.9718 | 5.009 | 5.046 | 5.0829 | 5.1198 | 5.1565 | 5.1931 | 5.2297 | 5.2662 | 5.3026 | 5.339 | 5.3753 | 5.4115 | 5.4477 | 5.4839 | 5.52 | 5.5561 | 5.5922 | 5.6282 | 5.6641 | 5.7 | 5.7358 | 5.7716
11FP-(23FP:26FP)-40FP | Other components of demand | Ml/d | 4.545 | 4.595 | 4.6296 | 4.6666 | 4.705 | 4.7435 | 4.7818 | 4.8205 | 4.8594 | 4.8976 | 4.9347 | 4.9718 | 5.009 | 5.046 | 5.0829 | 5.1198 | 5.1565 | 5.1931 | 5.2297 | 5.2662 | 5.3026 | 5.339 | 5.3753 | 5.4115 | 5.4477 | 5.4839 | 5.52 | 5.5561 | 5.5922 | 5.6282 | 5.6641 | 5.7 | 5.7358 | 5.7716
| Total demand + target headroom (baseline) | Ml/d | 181.3449 | 185.9931 | 186.7692 | 187.4219 | 186.6891 | 185.309 | 183.8395 | 182.0194 | 181.0347 | 178.282 | 177.2653 | 176.9392 | 175.9091 | 174.8126 | 171.4689 | 170.0444 | 168.5422 | 167.016 | 165.5402 | 162.972 | 161.8974 | 160.8472 | 159.797 | 158.8939 | 156.053 | 155.0335 | 153.974 | 152.8517 | 151.8703 | 150.8126 | 149.6832 | 148.4745 | 147.2842 | 146.1242
| Total demand + target headroom (final plan) | Ml/d | 181.3449 | 185.9931 | 186.7692 | 187.4219 | 186.6891 | 185.309 | 183.8395 | 182.0194 | 181.0347 | 178.282 | 177.2653 | 176.9392 | 175.9091 | 174.8126 | 171.4689 | 170.0444 | 168.5422 | 167.016 | 165.5402 | 162.972 | 161.8974 | 160.8472 | 159.797 | 158.8939 | 156.053 | 155.0335 | 153.974 | 152.8517 | 151.8703 | 150.8126 | 149.6832 | 148.4745 | 147.2842 | 146.1242
SUPPLY-DEMAND BALANCE
16BL | Target headroom | Ml/d | 9.5556 | 9.725 | 9.8884 | 10.1094 | 10.3036 | 10.56 | 10.6195 | 10.658 | 10.8197 | 8.5307 | 8.7447 | 8.9322 | 8.9833 | 8.9938 | 7.7492 | 8.4738 | 9.1499 | 9.8227 | 10.5654 | 9.8157 | 10.5747 | 11.3725 | 12.1849 | 13.1549 | 12.1973 | 13.07 | 13.9117 | 14.6981 | 15.633 | 16.5004 | 17.303 | 18.0331 | 18.7873 | 19.5772
16FP | Target headroom | Ml/d | 9.5556 | 9.725 | 9.8884 | 10.1094 | 10.3036 | 10.56 | 10.6195 | 10.658 | 10.8197 | 8.5307 | 8.7447 | 8.9322 | 8.9833 | 8.9938 | 7.7492 | 8.4738 | 9.1499 | 9.8227 | 10.5654 | 9.8157 | 10.5747 | 11.3725 | 12.1849 | 13.1549 | 12.1973 | 13.07 | 13.9117 | 14.6981 | 15.633 | 16.5004 | 17.303 | 18.0331 | 18.7873 | 19.5772
17BL | Available headroom | Ml/d | 35.8648 | 29.7795 | 29.1667 | 28.7351 | 29.6621 | 31.2987 | 32.8276 | 34.6862 | 35.8325 | 36.2962 | 37.527 | 38.0406 | 39.1218 | 40.2288 | 42.3278 | 44.477 | 46.6553 | 48.8542 | 51.0728 | 52.8913 | 54.7249 | 56.5729 | 58.4356 | 60.3086 | 62.1919 | 64.0842 | 65.9853 | 67.894 | 69.8104 | 71.7354 | 73.6674 | 75.6063 | 77.5507 | 79.5006
17FP | Available headroom | Ml/d | 35.8648 | 29.7795 | 29.1667 | 28.7351 | 29.6621 | 31.2987 | 32.8276 | 34.6862 | 35.8325 | 36.2962 | 37.527 | 38.0406 | 39.1218 | 40.2288 | 42.3278 | 44.477 | 46.6553 | 48.8542 | 51.0728 | 52.8913 | 54.7249 | 56.5729 | 58.4356 | 60.3086 | 62.1919 | 64.0842 | 65.9853 | 67.894 | 69.8104 | 71.7354 | 73.6674 | 75.6063 | 77.5507 | 79.5006
Baseline Supply-Demand Balance:
|  | 2020-21 | 2021-22 | 2022-23 | 2023-24 | 2024-25 | 2025-26 | 2026-27 | 2027-28 | 2028-29 | 2029-30 | 2030-31 | 2031-32 | 2032-33 | 2033-34 | 2034-35 | 2035-36 | 2036-37 | 2037-38 | 2038-39 | 2039-40 | 2040-41 | 2041-42 | 2042-43 | 2043-44 | 2044-45 | 2045-46 | 2046-47 | 2047-48 | 2048-49 | 2049-50
| SDB (Ml/d) | 19.3585 | 20.7386 | 22.2081 | 24.0282 | 25.0129 | 27.7656 | 28.7823 | 29.1084 | 30.1385 | 31.235 | 34.5787 | 36.0032 | 37.5054 | 39.0316 | 40.5074 | 43.0756 | 44.1503 | 45.2004 | 46.2507 | 47.1538 | 49.9946 | 51.0142 | 52.0736 | 53.1959 | 54.1774 | 55.235 | 56.3644 | 57.5732 | 58.7634 | 59.9235
Final Planning Supply-Demand Balance:
|  | 2020-21 | 2021-22 | 2022-23 | 2023-24 | 2024-25 | 2025-26 | 2026-27 | 2027-28 | 2028-29 | 2029-30 | 2030-31 | 2031-32 | 2032-33 | 2033-34 | 2034-35 | 2035-36 | 2036-37 | 2037-38 | 2038-39 | 2039-40 | 2040-41 | 2041-42 | 2042-43 | 2043-44 | 2044-45 | 2045-46 | 2046-47 | 2047-48 | 2048-49 | 2049-50
| SDB (Ml/d) | 19.3585 | 20.7386 | 22.2081 | 24.0282 | 25.0129 | 27.7656 | 28.7823 | 29.1084 | 30.1385 | 31.235 | 34.5787 | 36.0032 | 37.5054 | 39.0316 | 40.5074 | 43.0756 | 44.1503 | 45.2004 | 46.2507 | 47.1538 | 49.9946 | 51.0142 | 52.0736 | 53.1959 | 54.1774 | 55.235 | 56.3644 | 57.5732 | 58.7634 | 59.9235
| Company: | 2026-27: Dŵr Cymru Welsh Water
| Resource Zone Name | 2026-27: Tywi Gower
| Resource Zone Number: | 2026-27: 8201
| Planning Scenario Name: | 2026-27: Dry Year Annual Average
| Chosen Level of Service: | 2026-27: 1 in 20

## 1. BL Licences
Table 1: Baseline licences |  |  |  |  | deployable output (Ml/d)
Row ref | Derivation | Licence number | Source name | Source type | Deployable output (Ml/d) | Annual licensed quantity (Ml/d) | Constraints on deployable output | Additional notes (if desired)
All individual licences:
0.1BL | Sum (0.1BL+...) | - | - | - | 57.8029 | 100.819 | -
- | Input | 20/56/53/0002 | CRAY RESERVOIR (VALVE TOWER) | SW:Reservoir | 17.5209 | 43.2181 | Tycanol pumping station capacity. | 0
|  | 21/58/71/0001 | RIVER DRINGARTH AT YSTRADFELLTE RESERVOIR | SW:River | 11.4006 | 20 | Tycanol pumping station capacity. | 0
|  | 20/56/54/0001 | USK RESERVOIR - INTAKE MAIN | SW:Reservoir | 28.8814 | 37.6009 | Tycanol pumping station capacity. | This is a single abstraction licence that includes two separate licence volumes, a small one for Portis WTW in Brecon Portis zone, and a larger volume for Brwyngwyn in Twyi Gower zone.
Input
Grouped licences | Derivation | Licence number | Source name | Source type | DYAA deployable output (Ml/d) | Annual licensed quantity (Ml/d)
0.2BL | Sum (0.2BL+...) | - | Total | - | 163.8781 | - | -
- | - | Group #: 1 |  | - | 163.8781 | - | -
- | Input | 22/59/4/0065 | LOWER LLIW | SW:Reservoir | 154.7977 | 227.3 | Tycanol pumping station capacity. | This is a grouped licence River Towy at Nantgaredig. The annual aggregated volume across both licences is 82,964.5 Ml/yr - ~227.3 Ml/d.
- | Input | 22/60/3/0035 | RIVER TOWY AT NANTGAREDIG TO FELINDRE | SW:River | 9.0805 | 227.3 | Tycanol pumping station capacity. | This is a grouped licence Llower Lliw. The annual aggregated volume across both licences is 82,964.5 Ml/yr - ~227.3 Ml/d.
- | Input
- | Input
- | Input
Unused licences: | Derivation | Licence number | Source name | Source type | DYAA deployable output (Ml/d) | Annual licensed quantity (Ml/d) | Reason licence is unused
0.3BL | Sum (0.3BL+...) | - | - | - | 0 | 104.0591 | -
| Input | 22/59/2/0050 | HEADWATERS OF THE RIVER LOUGHOR | SW:River | 0 | 6.819 | Emergency source. No associated WTW | 0
|  | 22/60/1/0001 | LLYNYFAN RESERVOIR | SW:Reservoir | 0 | 10.3649 | Direct supply to fish farm | 0
|  | 21/58/44/0006 | SCHWYLL PUMPING STATION SPRINGS | SW:Other | 0 | 21.7959 | Mothballed | 0
|  | 21/58/44/0036 | Sewer Flushing Pencoed | SW:River | 0 | 0.25 | Infrastructure use only | 0
|  | 22/59/4/0048 | SPRING NEAR PARKMILL GOWER | SW:Other | 0 | 1.0959 | Mothballed | 0
|  | 21/58/44/0005 | BOREHOLE 1 AND SHALLOW WELL AT B'END IND EST | GW | 0 | 3.2382 | Mothballed | 0
|  | 21/58/21/0001 | BOREHOLE LLANSANNOR (PWLLWY) | SW:Other | 0 | 2.1918 | Mothballed | 0
|  | 22/59/3/0022 | CWM LLIEDI RESERVOIR + UPPER LLIEDI RESERVOIR | SW:Reservoir | 0 | 19.0334 | Industrial supply to Tata | 0
|  | 21/58/42/0012 | HENDRE IFAN GOCH SPRINGS AT GILFACH GOCH | SW:Other | 0 | 0.17437 | Mothballed | 0
|  | 21/58/44/0012 | BOREHOLE AT EAST END OF BRIDGEND INDUSTRIAL EST. | GW | 0 | 2.7276 | Mothballed | Emergency source
- | Input | 22/60/1/0068 | MANORAVON ABSTRACTION TO BRYNGWYN TW | SW:River | 0 | 36.368 | Standby source | Not used in baseline DO model, but offers climate change resilience.
New licences (within current AMP): | Derivation | Licence number | Source name | Source type | DYAA deployable output (Ml/d) | Annual licensed quantity (Ml/d) | Status of licence
0.4BL | Sum (0.4BL+...) | - | - | - | 0 | 0 | -
Input
- | Input
- | - | - | - | - | - | - | -
Company: |  | Dŵr Cymru Welsh Water
Resource Zone Name: |  | Tywi Gower
Resource Zone Number: |  | 8201
Planning Scenario Name: |  | Dry Year Annual Average
Chosen Level of Service: |  | 1 in 20
README
Note on C3: Please list only individual licences (i.e. not used in conjunctive use systems).
Note on B11: If additional lines are required please insert into middle of group to ensure automatic calculations pick up all data.
Note on B29: If additional lines are required please insert into middle of group to ensure automatic calculations pick up all data. DO NOT DELETE DEFAULT INPUT ROWS - If unrequired leave blank.
Note on J30: Please state if a licence has been applied for, approved, granted, awaiting mobilisation, or other specified status.
Note on C42: Do not delete default inserted input lines. These are required to generate the autosum of all additional rows added. Additional rows which the user enters can be deleted.

## 2. BL Supply
Table 2: Baseline supply
| Row ref | Component | Derivation | Unit | decimal places | 2015-16 | For info 2017-18 | For info 2018-19 | For info 2019-20 | 2020-21 | 2021-22 | 2022-23 | 2023-24 | 2024-25 | 2025-26 | 2026-27 | 2027-28 | 2028-29 | 2029-30 | 2030-31 | 2031-32 | 2032-33 | 2033-34 | 2034-35 | 2035-36 | 2036-37 | 2037-38 | 2038-39 | 2039-40 | 2040-41 | 2041-42 | 2042-43 | 2043-44 | 2044-45 | 2045-46 | 2046-47 | 2047-48 | 2048-49 | 2049-50
| 1BL | Raw water abstracted | Input | Ml/d | 2 | 169.5025 | 179.8715 | 180.4843 | 180.9159 | 179.9889 | 178.3523 | 176.8234 | 174.9648 | 173.8185 | 173.3548 | 172.124 | 171.6104 | 170.5292 | 169.4222 | 167.3232 | 165.174 | 162.9957 | 160.7968 | 158.5782 | 156.7597 | 154.9261 | 153.0781 | 151.2154 | 149.3424 | 147.4591 | 145.5668 | 143.6657 | 141.757 | 139.8406 | 137.9156 | 135.9836 | 134.0447 | 132.1003 | 130.1504
Resources | 2BL | Total raw water imported | sum(2.1BL+2.2BL+2.3BL...) | Ml/d | 2 | 0 | 0 | 0 | 0 | 0 | 0 | 0 | 0 | 0 | 0 | 0 | 0 | 0 | 0 | 0 | 0 | 0 | 0 | 0 | 0 | 0 | 0 | 0 | 0 | 0 | 0 | 0 | 0 | 0 | 0 | 0 | 0 | 0 | 0
| 2.1BL+ | Raw water imported from: None | Input | Ml/d | 2 | 0 | 0 | 0 | 0 | 0 | 0 | 0 | 0 | 0 | 0 | 0 | 0 | 0 | 0 | 0 | 0 | 0 | 0 | 0 | 0 | 0 | 0 | 0 | 0 | 0 | 0 | 0 | 0 | 0 | 0 | 0 | 0 | 0 | 0
| - | - | - | - | 2 | - | - | - | - | bar: 2020-21 to 2049-50
| 3BL | Total potable water imported | sum(3.1BL+3.2BL+3.3BL...) | Ml/d | 2 | 0 | 0 | 0 | 0 | 0 | 0 | 0 | 0 | 0 | 0 | 0 | 0 | 0 | 0 | 0 | 0 | 0 | 0 | 0 | 0 | 0 | 0 | 0 | 0 | 0 | 0 | 0 | 0 | 0 | 0 | 0 | 0 | 0 | 0
| 3.1BL+ | Potable water imported from: None | Input | Ml/d | 2 | 0 | 0 | 0 | 0 | 0 | 0 | 0 | 0 | 0 | 0 | 0 | 0 | 0 | 0 | 0 | 0 | 0 | 0 | 0 | 0 | 0 | 0 | 0 | 0 | 0 | 0 | 0 | 0 | 0 | 0 | 0 | 0 | 0 | 0
| - | - | - | - | 2 | - | - | - | - | bar: 2020-21 to 2049-50
| 5BL | Total raw water exported (raw exports and non potable uses) | sum(5.1BL+5.2BL+...) | Ml/d | 2 | 0 | 0 | 0 | 0 | 0 | 0 | 0 | 0 | 0 | 0 | 0 | 0 | 0 | 0 | 0 | 0 | 0 | 0 | 0 | 0 | 0 | 0 | 0 | 0 | 0 | 0 | 0 | 0 | 0 | 0 | 0 | 0 | 0 | 0
| 5.1BL | Non potable water supplied to: | Input | Ml/d | 2 | 0 | 0 | 0 | 0 | 0 | 0 | 0 | 0 | 0 | 0 | 0 | 0 | 0 | 0 | 0 | 0 | 0 | 0 | 0 | 0 | 0 | 0 | 0 | 0 | 0 | 0 | 0 | 0 | 0 | 0 | 0 | 0 | 0 | 0
| 5.2BL+ | Raw water export to: None | Input | Ml/d | 2 | 0 | 0 | 0 | 0 | 0 | 0 | 0 | 0 | 0 | 0 | 0 | 0 | 0 | 0 | 0 | 0 | 0 | 0 | 0 | 0 | 0 | 0 | 0 | 0 | 0 | 0 | 0 | 0 | 0 | 0 | 0 | 0 | 0 | 0
| - |  | - | - | 2 | - | - | - | - | bar: 2020-21 to 2049-50
| 6BL | Total potable water exported | sum(6.1BL+6.2BL+6.3BL...) | Ml/d | 2 | 12.03 | 12.03 | 12.03 | 12.03 | 12.03 | 12.03 | 12.03 | 12.03 | 12.03 | 12.03 | 12.03 | 12.03 | 12.03 | 12.03 | 12.03 | 12.03 | 12.03 | 12.03 | 12.03 | 12.03 | 12.03 | 12.03 | 12.03 | 12.03 | 12.03 | 12.03 | 12.03 | 12.03 | 12.03 | 12.03 | 12.03 | 12.03 | 12.03 | 12.03
| 6.1BL+ | Potable water export to: sewcus | Input | Ml/d | 2 | 12.03 | 12.03 | 12.03 | 12.03 | 12.03 | 12.03 | 12.03 | 12.03 | 12.03 | 12.03 | 12.03 | 12.03 | 12.03 | 12.03 | 12.03 | 12.03 | 12.03 | 12.03 | 12.03 | 12.03 | 12.03 | 12.03 | 12.03 | 12.03 | 12.03 | 12.03 | 12.03 | 12.03 | 12.03 | 12.03 | 12.03 | 12.03 | 12.03 | 12.03
| - |  | - | Ml/d | 2 | - | - | - | - | bar: 2020-21 to 2049-50
| 7BL | Deployable Output (baseline profile without reductions) | sum(0.1Bl+0.2BL+0.3BL+0.4BL) | Ml/d | 2 | 221.681 | 221.681 | 221.681 | 221.681 | 221.681 | 221.681 | 221.681 | 221.681 | 221.681 | 221.681 | 221.681 | 221.681 | 221.681 | 221.681 | 221.681 | 221.681 | 221.681 | 221.681 | 221.681 | 221.681 | 221.681 | 221.681 | 221.681 | 221.681 | 221.681 | 221.681 | 221.681 | 221.681 | 221.681 | 221.681 | 221.681 | 221.681 | 221.681 | 221.681
Resource (and process) Losses | 8BL | Baseline forecast changes to Deployable Output | sum(8.1BL+8.2BL+8.3BL) | Ml/d | 2 | 0 | 0 | 0 | 0 | 0 | 0 | 0 | 0 | 0 | 0 | 0 | 0 | 0 | 0 | 0 | 0 | 0 | 0 | 0 | 0 | 0 | 0 | 0 | 0 | 0 | 0 | 0 | 0 | 0 | 0 | 0 | 0 | 0 | 0
| 8.1BL | Change in DO due to climate change | Input (reductions must be expressed as -ve) | Ml/d | 2 | 0 | 0 | 0 | 0 | 0 | 0 | 0 | 0 | 0 | 0 | 0 | 0 | 0 | 0 | 0 | 0 | 0 | 0 | 0 | 0 | 0 | 0 | 0 | 0 | 0 | 0 | 0 | 0 | 0 | 0 | 0 | 0 | 0 | 0
| 8.2BL | Reductions to restore sustainable abstraction | sum(8.2BL sub components) | Ml/d | 2 | 0 | 0 | 0 | 0 | 0 | 0 | 0 | 0 | 0 | 0 | 0 | 0 | 0 | 0 | 0 | 0 | 0 | 0 | 0 | 0 | 0 | 0 | 0 | 0 | 0 | 0 | 0 | 0 | 0 | 0 | 0 | 0 | 0 | 0
| 8.2BL+ | Total for the zone | Input (zero or negative number) | Ml/d | 2 | 0 | 0 | 0 | 0 | 0 | 0 | 0 | 0 | 0 | 0 | 0 | 0 | 0 | 0 | 0 | 0 | 0 | 0 | 0 | 0 | 0 | 0 | 0 | 0 | 0 | 0 | 0 | 0 | 0 | 0 | 0 | 0 | 0 | 0
| - |  | - | - | 2 | - | - | - | - | bar: 2020-21 to 2049-50
| 8.3BL | Total other changes to DO (specify, e.g. nitrates): None | Input (reductions must be expressed as -ve) | Ml/d | 2 | 0 | 0 | 0 | 0 | 0 | 0 | 0 | 0 | 0 | 0 | 0 | 0 | 0 | 0 | 0 | 0 | 0 | 0 | 0 | 0 | 0 | 0 | 0 | 0 | 0 | 0 | 0 | 0 | 0 | 0 | 0 | 0 | 0 | 0
| 9BL | Raw water losses, treatment works losses and operational use | Input | Ml/d | 2 | 1.295 | 2.9958 | 2.9958 | 2.9958 | 2.9958 | 2.9958 | 2.9958 | 2.9958 | 2.9958 | 2.9958 | 2.9958 | 2.9958 | 2.9958 | 2.9958 | 2.9958 | 2.9958 | 2.9958 | 2.9958 | 2.9958 | 2.9958 | 2.9958 | 2.9958 | 2.9958 | 2.9958 | 2.9958 | 2.9958 | 2.9958 | 2.9958 | 2.9958 | 2.9958 | 2.9958 | 2.9958 | 2.9958 | 2.9958
| 10BL | Outage allowance | Input | Ml/d | 2 | 0.70193 | 0.60759 | 0.60759 | 0.60759 | 0.60759 | 0.60759 | 0.60759 | 0.60759 | 0.60759 | 0.60759 | 0.60759 | 0.60759 | 0.60759 | 0.60759 | 0.60759 | 0.60759 | 0.60759 | 0.60759 | 0.60759 | 0.60759 | 0.60759 | 0.60759 | 0.60759 | 0.60759 | 0.60759 | 0.60759 | 0.60759 | 0.60759 | 0.60759 | 0.60759 | 0.60759 | 0.60759 | 0.60759 | 0.60759
|  | Company: | Dŵr Cymru Welsh Water
|  | Resource Zone Name: | Tywi Gower
|  | Resource Zone Number: | 8201
|  | Planning Scenario Name: | Dry Year Annual Average
|  | Chosen Level of Service: | 1 in 20

## 3. BL Demand
Table 3: Baseline demand
| Row ref | Component | Derivation | Unit | Decimal places | 2015-16 | For info 2017-18 | For info 2018-19 | For info 2019-20 | 2020-21 | 2021-22 | 2022-23 | 2023-24 | 2024-25 | 2025-26 | 2026-27 | 2027-28 | 2028-29 | 2029-30 | 2030-31 | 2031-32 | 2032-33 | 2033-34 | 2034-35 | 2035-36 | 2036-37 | 2037-38 | 2038-39 | 2039-40 | 2040-41 | 2041-42 | 2042-43 | 2043-44 | 2044-45 | 2045-46 | 2046-47 | 2047-48 | 2048-49 | 2049-50
Consumption | 19BL | Water delivered measured non-household | Input | Ml/d | 2 | 32.0427 | 32.6318 | 32.8158 | 32.85 | 32.9933 | 33.1737 | 32.7518 | 32.7336 | 32.6973 | 32.6625 | 32.6284 | 32.594 | 32.5605 | 32.5271 | 32.494 | 32.4611 | 32.4282 | 32.3955 | 32.3629 | 32.3317 | 32.3006 | 32.2696 | 32.2387 | 32.2078 | 32.177 | 32.1464 | 32.1157 | 32.0852 | 32.0547 | 32.0245 | 31.9944 | 31.9643 | 31.9343 | 31.9044
| 20BL | Water delivered unmeasured non- household | Input | Ml/d | 2 | 0.92652 | 0.86524 | 0.83672 | 0.80945 | 0.78335 | 0.75834 | 0.73433 | 0.71129 | 0.68915 | 0.66785 | 0.64737 | 0.62765 | 0.60867 | 0.59039 | 0.57277 | 0.55579 | 0.53943 | 0.52364 | 0.50842 | 0.49373 | 0.47956 | 0.46589 | 0.45269 | 0.43994 | 0.42764 | 0.41576 | 0.40428 | 0.3932 | 0.38249 | 0.37215 | 0.36216 | 0.3525 | 0.34317 | 0.33416
| 21BL | Water delivered measured household | Input | Ml/d | 2 | 24.8991 | 29.357 | 31.0882 | 32.8425 | 34.3734 | 35.6295 | 37.0702 | 38.225 | 39.594 | 41.1917 | 42.4655 | 44.0192 | 45.236 | 46.404 | 47.1731 | 47.8627 | 48.4845 | 49.0435 | 49.5409 | 49.9798 | 50.3613 | 50.6861 | 50.9552 | 51.1721 | 51.3391 | 51.4564 | 51.5249 | 51.5464 | 51.5219 | 51.4509 | 51.3359 | 51.1775 | 50.9774 | 50.7363
| 22BL | Water delivered unmeasured household | Input | Ml/d | 2 | 87.0547 | 85.1966 | 83.9062 | 82.6096 | 80.8008 | 78.5196 | 76.7635 | 74.5597 | 72.8719 | 71.6798 | 70.043 | 68.8435 | 67.2065 | 65.5921 | 63.5898 | 61.6166 | 59.6818 | 57.789 | 55.9378 | 54.1321 | 52.3686 | 50.6473 | 48.9667 | 47.328 | 45.7289 | 44.1702 | 42.6516 | 41.1723 | 39.7313 | 38.3279 | 36.9614 | 35.6314 | 34.3375 | 33.0792
| 23BL | Measured Non Household - Consumption | 19BL-34BL | Ml/d | 2 | 31.6361 | 32.2222 | 32.4049 | 32.4378 | 32.5799 | 32.7591 | 32.336 | 32.3167 | 32.2793 | 32.2436 | 32.2085 | 32.1731 | 32.1386 | 32.1043 | 32.0704 | 32.0366 | 32.003 | 31.9695 | 31.9361 | 31.9041 | 31.8723 | 31.8405 | 31.8089 | 31.7774 | 31.746 | 31.7146 | 31.6833 | 31.6522 | 31.6211 | 31.5903 | 31.5596 | 31.5289 | 31.4984 | 31.4679
| 24BL | Unmeasured Non Household - Consumption | 20BL-35BL | Ml/d | 2 | 0.85933 | 0.80216 | 0.77559 | 0.75022 | 0.72596 | 0.70273 | 0.68045 | 0.65908 | 0.63856 | 0.61883 | 0.59987 | 0.58162 | 0.56407 | 0.54717 | 0.5309 | 0.51522 | 0.50012 | 0.48555 | 0.47151 | 0.45797 | 0.44491 | 0.43231 | 0.42015 | 0.40842 | 0.39709 | 0.38616 | 0.3756 | 0.36541 | 0.35557 | 0.34606 | 0.33688 | 0.32801 | 0.31944 | 0.31116
| 25BL | Measured Household - Consumption | 21BL-36BL | Ml/d | 2 | 22.3583 | 26.5433 | 28.1394 | 29.7561 | 31.1487 | 32.2678 | 33.573 | 34.593 | 35.8282 | 37.2946 | 38.44 | 39.8667 | 40.9576 | 42.0013 | 42.6472 | 43.2151 | 43.7166 | 44.1564 | 44.536 | 44.8582 | 45.1242 | 45.3347 | 45.4907 | 45.5955 | 45.6515 | 45.6589 | 45.6184 | 45.532 | 45.4005 | 45.2235 | 45.0035 | 44.7411 | 44.438 | 44.0947
| 26BL | Unmeasured Household - Consumption | 22BL-37BL | Ml/d | 2 | 80.3569 | 78.7379 | 77.5638 | 76.3815 | 74.685 | 72.5139 | 70.866 | 68.7684 | 67.185 | 66.0953 | 64.5591 | 63.4584 | 61.9184 | 60.3993 | 58.4905 | 56.6092 | 54.7646 | 52.9603 | 51.1961 | 49.4759 | 47.7963 | 46.1573 | 44.5576 | 42.9983 | 41.4772 | 39.9951 | 38.5518 | 37.1463 | 35.7778 | 34.4456 | 33.1491 | 31.8877 | 30.6613 | 29.4691
| 27 - | Percentage of consumption driven by climate change | Input | % | 1 | 0 | 0.16297 | 0.18653 | 0.20938 | 0.23399 | 0.24755 | 0.25635 | 0.26902 | 0.28026 | 0.29 | 0.30136 | 0.31113 | 0.32267 | 0.33434 | 0.34812 | 0.36274 | 0.37773 | 0.39308 | 0.4088 | 0.42491 | 0.44142 | 0.45834 | 0.47571 | 0.49352 | 0.51179 | 0.53211 | 0.55297 | 0.5744 | 0.59641 | 0.61905 | 0.64234 | 0.66631 | 0.69098 | 0.71639
| 28 - | Volume of consumption driven by climate change |  | Ml/d | 1 | 0 | 0.2254 | 0.25906 | 0.29172 | 0.32557 | 0.34223 | 0.35236 | 0.36678 | 0.38096 | 0.39513 | 0.40928 | 0.42339 | 0.43748 | 0.45154 | 0.46557 | 0.48018 | 0.49476 | 0.50932 | 0.52384 | 0.53834 | 0.55282 | 0.56727 | 0.58168 | 0.59607 | 0.61042 | 0.62659 | 0.64271 | 0.65881 | 0.67487 | 0.6909 | 0.70689 | 0.72285 | 0.73877 | 0.75466
PCC and consumption by component | 29BL | Measured Household - PCC | (25BL*1,000,000)/(51BL*1,000) | l/h/d | 1 | 112.4277 | 119.4733 | 120.323 | 121.1841 | 121.1549 | 120.1915 | 120.0338 | 118.9565 | 118.7284 | 119.3456 | 119.0361 | 119.6943 | 119.447 | 119.1736 | 117.9152 | 116.6437 | 115.3502 | 114.0293 | 112.6826 | 111.3164 | 109.9246 | 108.5048 | 107.0613 | 105.5911 | 104.0986 | 102.582 | 101.0405 | 99.4755 | 97.8875 | 96.2754 | 94.6382 | 92.9804 | 91.3025 | 89.6042
| 29.1BL | Measured toilet flushing | Input | l/h/d | 1 | 26.1413 | 27.7795 | 27.977 | 28.1773 | 28.1705 | 27.9465 | 27.9098 | 27.6593 | 27.6063 | 27.7498 | 27.6778 | 27.8309 | 27.7734 | 27.7098 | 27.4172 | 27.1215 | 26.8208 | 26.5137 | 26.2005 | 25.8829 | 25.5593 | 25.2291 | 24.8935 | 24.5516 | 24.2046 | 23.852 | 23.4936 | 23.1297 | 22.7604 | 22.3856 | 22.0049 | 21.6194 | 21.2293 | 20.8344
| 29.2BL | Measured personal washing | Input | l/h/d | 1 | 46.4293 | 49.339 | 49.6899 | 50.0455 | 50.0334 | 49.6356 | 49.5704 | 49.1255 | 49.0313 | 49.2862 | 49.1584 | 49.4302 | 49.3281 | 49.2152 | 48.6955 | 48.1704 | 47.6362 | 47.0908 | 46.5346 | 45.9704 | 45.3956 | 44.8093 | 44.2131 | 43.606 | 42.9896 | 42.3634 | 41.7268 | 41.0805 | 40.4247 | 39.7589 | 39.0828 | 38.3982 | 37.7052 | 37.0039
| 29.3BL | Measured clothes washing | Input | l/h/d | 1 | 13.8402 | 14.7076 | 14.8122 | 14.9182 | 14.9146 | 14.796 | 14.7766 | 14.644 | 14.6159 | 14.6919 | 14.6538 | 14.7348 | 14.7043 | 14.6707 | 14.5158 | 14.3592 | 14.2 | 14.0374 | 13.8716 | 13.7034 | 13.5321 | 13.3573 | 13.1796 | 12.9986 | 12.8149 | 12.6282 | 12.4384 | 12.2458 | 12.0503 | 11.8518 | 11.6503 | 11.4462 | 11.2397 | 11.0306
| 29.4BL | Measured dish washing | Input | l/h/d | 1 | 10.8427 | 11.5222 | 11.6042 | 11.6872 | 11.6844 | 11.5915 | 11.5763 | 11.4724 | 11.4504 | 11.5099 | 11.4801 | 11.5435 | 11.5197 | 11.4933 | 11.372 | 11.2493 | 11.1246 | 10.9972 | 10.8673 | 10.7356 | 10.6013 | 10.4644 | 10.3252 | 10.1834 | 10.0395 | 9.8932 | 9.7445 | 9.5936 | 9.4405 | 9.285 | 9.1271 | 8.9672 | 8.8054 | 8.6416
| 29.5BL | Measured miscellaneous internal use | Input | l/h/d | 1 | 13.7272 | 14.5875 | 14.6912 | 14.7964 | 14.7928 | 14.6752 | 14.6559 | 14.5244 | 14.4965 | 14.5719 | 14.5341 | 14.6145 | 14.5843 | 14.5509 | 14.3972 | 14.242 | 14.0841 | 13.9228 | 13.7583 | 13.5915 | 13.4216 | 13.2483 | 13.072 | 12.8925 | 12.7103 | 12.5251 | 12.3369 | 12.1458 | 11.9519 | 11.7551 | 11.5552 | 11.3527 | 11.1479 | 10.9405
| 29.6BL | Measured external use | Input | l/h/d | 1 | 1.4469 | 1.5376 | 1.5485 | 1.5596 | 1.5592 | 1.5468 | 1.5448 | 1.5309 | 1.528 | 1.5359 | 1.532 | 1.5404 | 1.5372 | 1.5337 | 1.5175 | 1.5012 | 1.4845 | 1.4675 | 1.4502 | 1.4326 | 1.4147 | 1.3964 | 1.3778 | 1.3589 | 1.3397 | 1.3202 | 1.3004 | 1.2802 | 1.2598 | 1.239 | 1.218 | 1.1966 | 1.175 | 1.1532
| 30BL | Unmeasured Household - PCC | (26BL*1,000,000)/(52BL*1,000) | l/h/d | 1 | 158.7684 | 161.0001 | 161.4347 | 161.8641 | 161.1796 | 159.3907 | 158.6448 | 156.7916 | 156.0121 | 156.3129 | 155.4961 | 155.6858 | 154.7506 | 153.7846 | 151.7291 | 149.638 | 147.5162 | 145.367 | 143.1911 | 141.0018 | 138.7889 | 136.5535 | 134.2963 | 132.0201 | 129.7208 | 127.4044 | 125.0728 | 122.7264 | 120.3664 | 117.994 | 115.6085 | 113.2132 | 110.8082 | 108.3943
| 30.1BL | Unmeasured toilet flushing | Input | l/h/d | 1 | 34.5659 | 35.0517 | 35.1463 | 35.2398 | 35.0908 | 34.7013 | 34.5389 | 34.1355 | 33.9658 | 34.0312 | 33.8534 | 33.8947 | 33.6911 | 33.4808 | 33.0333 | 32.578 | 32.1161 | 31.6482 | 31.1745 | 30.6978 | 30.2161 | 29.7294 | 29.238 | 28.7424 | 28.2418 | 27.7375 | 27.2299 | 26.7191 | 26.2053 | 25.6887 | 25.1694 | 24.6479 | 24.1243 | 23.5988
| 30.2BL | Unmeasured personal washing | Input | l/h/d | 1 | 67.9523 | 68.9074 | 69.0934 | 69.2772 | 68.9842 | 68.2186 | 67.8993 | 67.1062 | 66.7726 | 66.9013 | 66.5517 | 66.6329 | 66.2326 | 65.8192 | 64.9395 | 64.0445 | 63.1364 | 62.2165 | 61.2852 | 60.3482 | 59.4011 | 58.4444 | 57.4783 | 56.5041 | 55.52 | 54.5286 | 53.5307 | 52.5264 | 51.5163 | 50.501 | 49.48 | 48.4548 | 47.4255 | 46.3923
| 30.3BL | Unmeasured clothes washing | Input | l/h/d | 1 | 19.0393 | 19.3069 | 19.359 | 19.4105 | 19.3284 | 19.1139 | 19.0244 | 18.8022 | 18.7087 | 18.7448 | 18.6469 | 18.6696 | 18.5575 | 18.4416 | 18.1951 | 17.9444 | 17.6899 | 17.4322 | 17.1713 | 16.9087 | 16.6434 | 16.3753 | 16.1046 | 15.8316 | 15.5559 | 15.2781 | 14.9985 | 14.7172 | 14.4342 | 14.1497 | 13.8636 | 13.5764 | 13.288 | 12.9985
| 30.4BL | Unmeasured dish washing | Input | l/h/d | 1 | 15.1683 | 15.3815 | 15.423 | 15.4641 | 15.3987 | 15.2278 | 15.1565 | 14.9795 | 14.905 | 14.9337 | 14.8557 | 14.8738 | 14.7845 | 14.6922 | 14.4958 | 14.296 | 14.0933 | 13.888 | 13.6801 | 13.4709 | 13.2595 | 13.046 | 12.8303 | 12.6129 | 12.3932 | 12.1719 | 11.9491 | 11.725 | 11.4995 | 11.2728 | 11.0449 | 10.8161 | 10.5863 | 10.3557
| 30.5BL | Unmeasured miscellaneous internal use | Input | l/h/d | 1 | 20.4372 | 20.7245 | 20.7804 | 20.8357 | 20.7476 | 20.5173 | 20.4213 | 20.1827 | 20.0824 | 20.1211 | 20.016 | 20.0404 | 19.92 | 19.7957 | 19.5311 | 19.2619 | 18.9888 | 18.7121 | 18.432 | 18.1502 | 17.8654 | 17.5776 | 17.2871 | 16.9941 | 16.6981 | 16.3999 | 16.0998 | 15.7978 | 15.494 | 15.1886 | 14.8815 | 14.5732 | 14.2636 | 13.9529
| 30.6BL | Unmeasured external use | Input | l/h/d | 1 | 1.6055 | 1.6281 | 1.6325 | 1.6368 | 1.6299 | 1.6118 | 1.6043 | 1.5855 | 1.5777 | 1.5807 | 1.5724 | 1.5744 | 1.5649 | 1.5551 | 1.5343 | 1.5132 | 1.4917 | 1.47 | 1.448 | 1.4259 | 1.4035 | 1.3809 | 1.3581 | 1.335 | 1.3118 | 1.2884 | 1.2648 | 1.2411 | 1.2172 | 1.1932 | 1.1691 | 1.1449 | 1.1205 | 1.0961
| 31BL | Average Household - PCC | ((25BL+26BL)*1,000,000))/(51BL+52BL*1,000) | l/h/d | 1 | 145.6964 | 148.0281 | 147.9751 | 147.9411 | 146.8967 | 144.8433 | 143.7777 | 141.7072 | 140.6505 | 140.603 | 139.5446 | 139.501 | 138.4583 | 137.4154 | 135.3611 | 133.3131 | 131.2672 | 129.2204 | 127.1729 | 125.1335 | 123.0927 | 121.0485 | 119.003 | 116.9545 | 114.9026 | 112.8483 | 110.7909 | 108.7305 | 106.6671 | 104.5996 | 102.5264 | 100.4508 | 98.3725 | 96.2909
| 32BL | Water Taken Unbilled | Input | Ml/d | 2 | 2.1046 | 2.1278 | 2.1438 | 2.1609 | 2.1787 | 2.1965 | 2.2143 | 2.2322 | 2.2502 | 2.2679 | 2.2851 | 2.3023 | 2.3195 | 2.3366 | 2.3537 | 2.3708 | 2.3878 | 2.4047 | 2.4217 | 2.4386 | 2.4555 | 2.4723 | 2.4891 | 2.5059 | 2.5226 | 2.5394 | 2.5561 | 2.5728 | 2.5895 | 2.6062 | 2.6229 | 2.6395 | 2.6561 | 2.6726
| 33BL | Distribution System Operational Use | Input | Ml/d | 2 | 2.4404 | 2.4672 | 2.4858 | 2.5057 | 2.5263 | 2.5469 | 2.5675 | 2.5883 | 2.6092 | 2.6297 | 2.6496 | 2.6696 | 2.6895 | 2.7094 | 2.7292 | 2.749 | 2.7687 | 2.7884 | 2.808 | 2.8276 | 2.8472 | 2.8667 | 2.8862 | 2.9056 | 2.9251 | 2.9445 | 2.9639 | 2.9833 | 3.0026 | 3.022 | 3.0413 | 3.0605 | 3.0798 | 3.099
Leakage | 34BL | Measured Non Household - USPL | Input | Ml/d | 2 | 0.40666 | 0.40958 | 0.41094 | 0.41224 | 0.41348 | 0.41466 | 0.4158 | 0.4169 | 0.41796 | 0.41898 | 0.41996 | 0.42091 | 0.42183 | 0.42273 | 0.42359 | 0.42444 | 0.42525 | 0.42605 | 0.42682 | 0.42758 | 0.42832 | 0.42903 | 0.42974 | 0.43042 | 0.43109 | 0.43175 | 0.43239 | 0.43301 | 0.43363 | 0.43423 | 0.43482 | 0.4354 | 0.43597 | 0.43652
| 35BL | Unmeasured Non Household - USPL | Input | Ml/d | 2 | 0.067192 | 0.063085 | 0.061127 | 0.05923 | 0.057391 | 0.05561 | 0.053884 | 0.052211 | 0.05059 | 0.04902 | 0.047498 | 0.046024 | 0.044595 | 0.043211 | 0.04187 | 0.04057 | 0.039311 | 0.038091 | 0.036908 | 0.035763 | 0.034652 | 0.033577 | 0.032535 | 0.031525 | 0.030546 | 0.029598 | 0.028679 | 0.027789 | 0.026926 | 0.026091 | 0.025281 | 0.024496 | 0.023736 | 0.022999
| 36BL | Measured Household - USPL | Input | Ml/d | 2 | 2.5408 | 2.8137 | 2.9488 | 3.0863 | 3.2247 | 3.3618 | 3.4972 | 3.6319 | 3.7658 | 3.8971 | 4.0254 | 4.1526 | 4.2784 | 4.4028 | 4.5259 | 4.6476 | 4.768 | 4.8871 | 5.005 | 5.1216 | 5.2371 | 5.3514 | 5.4645 | 5.5766 | 5.6876 | 5.7975 | 5.9065 | 6.0144 | 6.1214 | 6.2274 | 6.3324 | 6.4364 | 6.5395 | 6.6415
| 37BL | Unmeasured Household - USPL | Input | Ml/d | 2 | 6.6978 | 6.4587 | 6.3423 | 6.2281 | 6.1159 | 6.0057 | 5.8975 | 5.7913 | 5.6869 | 5.5845 | 5.4839 | 5.3851 | 5.2881 | 5.1928 | 5.0993 | 5.0074 | 4.9172 | 4.8287 | 4.7417 | 4.6562 | 4.5724 | 4.49 | 4.4091 | 4.3297 | 4.2517 | 4.1751 | 4.0999 | 4.026 | 3.9535 | 3.8823 | 3.8124 | 3.7437 | 3.6762 | 3.61
| 38BL | Void Properties - USPL | Input | Ml/d | 2 | 0.6279 | 0.58015 | 0.58198 | 0.58403 | 0.58624 | 0.58846 | 0.59069 | 0.59297 | 0.59529 | 0.59757 | 0.59977 | 0.60198 | 0.60422 | 0.60646 | 0.60871 | 0.61096 | 0.61323 | 0.6155 | 0.61779 | 0.62008 | 0.62238 | 0.62469 | 0.62702 | 0.62935 | 0.6317 | 0.63406 | 0.63643 | 0.63881 | 0.64121 | 0.64362 | 0.64603 | 0.64846 | 0.65089 | 0.65333
| 39BL | Distribution Losses | Input | Ml/d | 2 | 21.6933 | 23.0424 | 23.0224 | 22.9503 | 22.1434 | 21.3358 | 20.5277 | 19.7184 | 18.908 | 18.0544 | 17.2019 | 16.3488 | 15.7009 | 15.0528 | 14.1984 | 13.3437 | 12.4886 | 11.6332 | 10.7773 | 10.3326 | 9.8876 | 9.4422 | 8.9964 | 8.5502 | 8.1037 | 7.6567 | 7.2094 | 6.7616 | 6.3135 | 5.865 | 5.4162 | 4.9671 | 4.5177 | 4.0681
| 40BL | Total Leakage | sum(34BL:39BL) | Ml/d | 2 | 32.0336 | 33.3675 | 33.3675 | 33.3202 | 32.5411 | 31.762 | 30.9828 | 30.2037 | 29.4246 | 28.6015 | 27.7785 | 26.9554 | 26.3381 | 25.7208 | 24.8977 | 24.0747 | 23.2516 | 22.4285 | 21.6055 | 21.1939 | 20.7824 | 20.3709 | 19.9593 | 19.5478 | 19.1363 | 18.7247 | 18.3132 | 17.9017 | 17.4901 | 17.0786 | 16.6671 | 16.2555 | 15.844 | 15.4325
| 41BL | Total Leakage | (40BL*1,000,000)/(48BL*1,000) | l/prop/d | 2 | 95.1592 | 98.0461 | 97.3143 | 96.4059 | 93.3828 | 90.4086 | 87.4841 | 84.5998 | 81.7566 | 78.85 | 76.0041 | 73.2004 | 70.9932 | 68.8214 | 66.1349 | 63.4889 | 60.8818 | 58.3126 | 55.7803 | 54.339 | 52.9183 | 51.518 | 50.1372 | 48.7752 | 47.4317 | 46.1062 | 44.7984 | 43.5077 | 42.234 | 40.9768 | 39.7362 | 38.5116 | 37.3028 | 36.1094
Customer: Properties | 42BL | Measured non-households - properties | Input (total, excluding voids) | 000's | 2 | 17.8849 | 18.0137 | 18.0734 | 18.1304 | 18.1849 | 18.2371 | 18.2872 | 18.3355 | 18.3819 | 18.4267 | 18.47 | 18.5119 | 18.5524 | 18.5917 | 18.6298 | 18.6668 | 18.7028 | 18.7378 | 18.7719 | 18.8051 | 18.8375 | 18.8691 | 18.9 | 18.9301 | 18.9596 | 18.9884 | 19.0165 | 19.0441 | 19.0712 | 19.0976 | 19.1236 | 19.1491 | 19.174 | 19.1985
| 43BL | Unmeasured non-households - properties | Input (total, excluding voids) | 000's | 2 | 1.9374 | 1.8189 | 1.7625 | 1.7078 | 1.6548 | 1.6034 | 1.5536 | 1.5054 | 1.4587 | 1.4134 | 1.3695 | 1.327 | 1.2858 | 1.2459 | 1.2072 | 1.1698 | 1.1335 | 1.0983 | 1.0642 | 1.0311 | 0.99914 | 0.96812 | 0.93807 | 0.90895 | 0.88074 | 0.8534 | 0.82691 | 0.80124 | 0.77637 | 0.75227 | 0.72892 | 0.70629 | 0.68437 | 0.66313
| 44BL | All void non-households - properties | Input (voids in each year) | 000's | 2 | 2.1546 | 2.1544 | 2.1542 | 2.1538 | 2.1534 | 2.153 | 2.1525 | 2.1519 | 2.1514 | 2.1509 | 2.1503 | 2.1498 | 2.1493 | 2.1488 | 2.1483 | 2.1479 | 2.1474 | 2.147 | 2.1467 | 2.1463 | 2.146 | 2.1458 | 2.1455 | 2.1453 | 2.1451 | 2.145 | 2.1449 | 2.1448 | 2.1448 | 2.1448 | 2.1448 | 2.1449 | 2.145 | 2.1451
| 45BL | Total measured households - properties (excl void) | Pre-plan year = input. Forecast years = Previous year 45BL + sum(45.1BL:45.6BL) | 000's | 2 | 105.8759 | 117.7544 | 123.6405 | 129.6413 | 135.6849 | 141.6704 | 147.5904 | 153.48 | 159.3344 | 165.0781 | 170.6946 | 176.2598 | 181.7716 | 187.2174 | 192.6111 | 197.9454 | 203.2238 | 208.448 | 213.6193 | 218.7388 | 223.8076 | 228.8243 | 233.7931 | 238.7158 | 243.5926 | 248.4261 | 253.2155 | 257.9629 | 262.6689 | 267.333 | 271.9541 | 276.5323 | 281.0699 | 285.5653
| 45.1BL | New build properties - properties | Input (new builds in each year) | 000's | 2 | 1.7312 | 2.4392 | 2.5082 | 2.6838 | 2.7863 | 2.787 | 2.779 | 2.8051 | 2.8255 | 2.7694 | 2.6957 | 2.6971 | 2.6954 | 2.6801 | 2.6779 | 2.6673 | 2.6595 | 2.6525 | 2.6459 | 2.6396 | 2.6335 | 2.6254 | 2.6205 | 2.6167 | 2.6124 | 2.6098 | 2.6059 | 2.6031 | 2.6004 | 2.5964 | 2.5907 | 2.5844 | 2.5796 | 2.5728
| 45.2BL | Meter optants - properties | Input (meter optants in each year) | 000's | 2 | 3.0062 | 3.2073 | 3.1496 | 3.0928 | 3.0371 | 2.9824 | 2.9287 | 2.8759 | 2.8241 | 2.7732 | 2.7233 | 2.6742 | 2.626 | 2.5787 | 2.5323 | 2.4867 | 2.4419 | 2.3979 | 2.3547 | 2.3123 | 2.2706 | 2.2297 | 2.1895 | 2.1501 | 2.1114 | 2.0733 | 2.036 | 1.9993 | 1.9633 | 1.9279 | 1.8932 | 1.8591 | 1.8256 | 1.7927
| 45.3BL | Compulsory metering - properties | Input (compulsory meters in each year) | 000's | 2 | 0 | 0 | 0 | 0 | 0 | 0 | 0 | 0 | 0 | 0 | 0 | 0 | 0 | 0 | 0 | 0 | 0 | 0 | 0 | 0 | 0 | 0 | 0 | 0 | 0 | 0 | 0 | 0 | 0 | 0 | 0 | 0 | 0 | 0
| 45.4BL | Metering on change of occupancy - properties | Input (change of occupancy meters in each year) | 000's | 2 | 0 | 0 | 0 | 0 | 0 | 0 | 0 | 0 | 0 | 0 | 0 | 0 | 0 | 0 | 0 | 0 | 0 | 0 | 0 | 0 | 0 | 0 | 0 | 0 | 0 | 0 | 0 | 0 | 0 | 0 | 0 | 0 | 0 | 0
| 45.5BL | Selective metering - properties | Input (selective meters in each year) | 000's | 2 | 0 | 0 | 0 | 0 | 0 | 0 | 0 | 0 | 0 | 0 | 0 | 0 | 0 | 0 | 0 | 0 | 0 | 0 | 0 | 0 | 0 | 0 | 0 | 0 | 0 | 0 | 0 | 0 | 0 | 0 | 0 | 0 | 0 | 0
| 45.6BL | Other changes to existing metering - properties | Input (other changes to meters in each year) | 000's | 2 | 0.17862 | 0.23253 | 0.22834 | 0.22422 | 0.22018 | 0.21622 | 0.21232 | 0.2085 | 0.20474 | 0.20105 | 0.19743 | 0.19388 | 0.19038 | 0.18695 | 0.18359 | 0.18028 | 0.17703 | 0.17384 | 0.17071 | 0.16764 | 0.16462 | 0.16165 | 0.15874 | 0.15588 | 0.15307 | 0.15031 | 0.14761 | 0.14495 | 0.14234 | 0.13977 | 0.13725 | 0.13478 | 0.13235 | 0.12997
| 45.7BL | Measured void households - properties | Input (voids in each year) | 000's | 2 | 3.7799 | 4.4069 | 4.6111 | 4.8187 | 5.0274 | 5.234 | 5.4381 | 5.641 | 5.8425 | 6.0401 | 6.2332 | 6.4245 | 6.6138 | 6.8008 | 6.9858 | 7.1687 | 7.3495 | 7.5284 | 7.7054 | 7.8805 | 8.0538 | 8.2252 | 8.3949 | 8.5629 | 8.7293 | 8.8941 | 9.0573 | 9.219 | 9.3792 | 9.5379 | 9.6951 | 9.8508 | 10.005 | 10.1577
| 46BL | Unmeasured households - properties (excl void) | Input (total) | 000's | 2 | 194.4558 | 187.5129 | 184.135 | 180.818 | 177.5607 | 174.362 | 171.2211 | 168.1366 | 165.1078 | 162.1335 | 159.2128 | 156.3447 | 153.5283 | 150.7626 | 148.0467 | 145.3797 | 142.7608 | 140.1891 | 137.6637 | 135.1838 | 132.7486 | 130.3572 | 128.0089 | 125.7029 | 123.4385 | 121.2149 | 119.0313 | 116.887 | 114.7814 | 112.7137 | 110.6832 | 108.6894 | 106.7314 | 104.8087
| 47BL | Unmeasured void households - properties | Input (voids in each year) | 000's | 2 | 10.5435 | 8.6636 | 8.5075 | 8.3542 | 8.2037 | 8.056 | 7.9108 | 7.7683 | 7.6284 | 7.491 | 7.356 | 7.2235 | 7.0934 | 6.9656 | 6.8401 | 6.7169 | 6.5959 | 6.4771 | 6.3604 | 6.2458 | 6.1333 | 6.0228 | 5.9143 | 5.8078 | 5.7032 | 5.6004 | 5.4995 | 5.4005 | 5.3032 | 5.2077 | 5.1138 | 5.0217 | 4.9313 | 4.8424
| 48BL | Total Resource Zone Properties (incl voids) | SUM(42BL:45BL)+45.7BL+46BL+47BL | 000's | 2 | 336.6317 | 340.3248 | 342.8841 | 345.6241 | 348.4697 | 351.3159 | 354.1538 | 357.0187 | 359.905 | 362.7336 | 365.4865 | 368.2412 | 370.9946 | 373.7327 | 376.4691 | 379.1952 | 381.9138 | 384.6258 | 387.3316 | 390.0316 | 392.7259 | 395.4126 | 398.0949 | 400.7738 | 403.449 | 406.1222 | 408.792 | 411.4596 | 414.1251 | 416.787 | 419.4436 | 422.0944 | 424.7409 | 427.3809
Customer: Population | 49BL | Measured Non Household - Population | Input (total) | 000's | 2 | 17.0779 | 17.0141 | 17.1255 | 17.2442 | 17.3725 | 17.5543 | 17.7555 | 17.9336 | 18.095 | 18.2488 | 18.4276 | 18.6453 | 18.8814 | 19.1015 | 19.327 | 19.6649 | 20.0019 | 20.2704 | 20.501 | 20.7051 | 20.9062 | 21.1056 | 21.291 | 21.4439 | 21.5871 | 21.73 | 21.8726 | 22.015 | 22.1571 | 22.2989 | 22.4402 | 22.5812 | 22.7221 | 22.8624
| 50BL | Unmeasured Non Household - Population | Input (total) | 000's | 2 | 0 | 0 | 0 | 0 | 0 | 0 | 0 | 0 | 0 | 0 | 0 | 0 | 0 | 0 | 0 | 0 | 0 | 0 | 0 | 0 | 0 | 0 | 0 | 0 | 0 | 0 | 0 | 0 | 0 | 0 | 0 | 0 | 0 | 0
| 51BL | Measured Household - Population | Input (total) | 000's | 2 | 198.8682 | 222.1693 | 233.8657 | 245.5448 | 257.0978 | 268.4695 | 279.6958 | 290.804 | 301.766 | 312.4925 | 322.9275 | 333.0707 | 342.8934 | 352.4375 | 361.6771 | 370.4881 | 378.9899 | 387.237 | 395.2336 | 402.9795 | 410.5013 | 417.813 | 424.9038 | 431.8118 | 438.5411 | 445.0965 | 451.4866 | 457.7207 | 463.8027 | 469.731 | 475.5319 | 481.1885 | 486.7114 | 492.1057
| 52BL | Unmeasured Household - Population | Input (total) | 000's | 2 | 506.1264 | 489.0552 | 480.4658 | 471.8869 | 463.365 | 454.9446 | 446.6963 | 438.5978 | 430.6393 | 422.8399 | 415.1813 | 407.6054 | 400.1175 | 392.7524 | 385.4933 | 378.3077 | 371.2446 | 364.3215 | 357.5371 | 350.8883 | 344.381 | 338.0161 | 331.7858 | 325.6954 | 319.7422 | 313.9227 | 308.2345 | 302.6753 | 297.2407 | 291.9268 | 286.7357 | 281.6609 | 276.706 | 271.87
| 53BL | Total Resource Zone Population | Sum(49BL:52BL) | 000's | 2 | 722.0725 | 728.2386 | 731.457 | 734.6759 | 737.8352 | 740.9684 | 744.1475 | 747.3354 | 750.5003 | 753.5812 | 756.5364 | 759.3214 | 761.8923 | 764.2913 | 766.4973 | 768.4608 | 770.2363 | 771.8289 | 773.2717 | 774.5729 | 775.7885 | 776.9347 | 777.9806 | 778.9512 | 779.8703 | 780.7492 | 781.5937 | 782.411 | 783.2005 | 783.9566 | 784.7078 | 785.4307 | 786.1395 | 786.8382
Occupancy | 54BL | Measured Household - Occupancy Rate (average) (excl voids) | 51BL/45BL | h/prop | 1 | 1.8783 | 1.8867 | 1.8915 | 1.894 | 1.8948 | 1.895 | 1.8951 | 1.8947 | 1.8939 | 1.893 | 1.8918 | 1.8897 | 1.8864 | 1.8825 | 1.8778 | 1.8717 | 1.8649 | 1.8577 | 1.8502 | 1.8423 | 1.8342 | 1.8259 | 1.8174 | 1.8089 | 1.8003 | 1.7917 | 1.783 | 1.7744 | 1.7657 | 1.7571 | 1.7486 | 1.7401 | 1.7316 | 1.7233
| 55BL | Unmeasured Household - Occupancy Rate | 52BL/46BL | h/prop | 1 | 2.6028 | 2.6081 | 2.6093 | 2.6097 | 2.6096 | 2.6092 | 2.6089 | 2.6086 | 2.6082 | 2.608 | 2.6077 | 2.6071 | 2.6061 | 2.6051 | 2.6039 | 2.6022 | 2.6005 | 2.5988 | 2.5972 | 2.5956 | 2.5942 | 2.593 | 2.5919 | 2.591 | 2.5903 | 2.5898 | 2.5895 | 2.5895 | 2.5896 | 2.59 | 2.5906 | 2.5914 | 2.5925 | 2.594
Metering | 56BL | Total Household Metering penetration (excl. voids) | 45BL/45BL+46BL | % | 0 | 35.25% | 38.57% | 40.17% | 41.76% | 43.32% | 44.83% | 46.29% | 47.72% | 49.11% | 50.45% | 51.74% | 52.99% | 54.21% | 55.39% | 56.54% | 57.66% | 58.74% | 59.79% | 60.81% | 61.8% | 62.77% | 63.71% | 64.62% | 65.51% | 66.37% | 67.21% | 68.02% | 68.82% | 69.59% | 70.34% | 71.07% | 71.79% | 72.48% | 73.15%
| 57BL | Total Household Metering penetration (incl. voids) | 45BL/(45BL+45.7BL+46BL+47BL) | % | 0 | 33.65% | 36.99% | 38.53% | 40.06% | 41.56% | 43.02% | 44.43% | 45.81% | 47.15% | 48.45% | 49.69% | 50.9% | 52.08% | 53.23% | 54.34% | 55.41% | 56.46% | 57.48% | 58.47% | 59.43% | 60.37% | 61.28% | 62.16% | 63.02% | 63.86% | 64.67% | 65.46% | 66.23% | 66.98% | 67.71% | 68.43% | 69.12% | 69.79% | 70.44%
|  | Company: | Dŵr Cymru Welsh Water
|  | Resource Zone Name: | Tywi Gower
|  | Resource Zone Number: | 8201
|  | Planning Scenario Name: | Dry Year Annual Average
|  | Chosen Level of Service: | 1 in 20

## 4. BL SDB
Table 4: Baseline supply demand balance
| Row ref | Component | Derivation | Unit | Decimal places | 2015-16 | For info 2017-18 | For info 2018-19 | For info 2019-20 | 2020-21 | 2021-22 | 2022-23 | 2023-24 | 2024-25 | 2025-26 | 2026-27 | 2027-28 | 2028-29 | 2029-30 | 2030-31 | 2031-32 | 2032-33 | 2033-34 | 2034-35 | 2035-36 | 2036-37 | 2037-38 | 2038-39 | 2039-40 | 2040-41 | 2041-42 | 2042-43 | 2043-44 | 2044-45 | 2045-46 | 2046-47 | 2047-48 | 2048-49 | 2049-50
SDB | 11BL | Distribution input | 19BL+20BL+21BL+22BL+32BL+33BL+38BL+39BL | Ml/d | 2 | 171.7893 | 176.2681 | 176.8809 | 177.3125 | 176.3856 | 174.7489 | 173.22 | 171.3614 | 170.2151 | 169.7514 | 168.5206 | 168.007 | 166.9258 | 165.8188 | 163.7198 | 161.5706 | 159.3923 | 157.1934 | 154.9748 | 153.1563 | 151.3227 | 149.4747 | 147.612 | 145.739 | 143.8557 | 141.9634 | 140.0623 | 138.1536 | 136.2372 | 134.3123 | 132.3802 | 130.4413 | 128.4969 | 126.547
| 12BL | Water Available For Use (own sources) | (7BL+8BL)-(9BL+10BL) | Ml/d | 2 | 219.6841 | 218.0776 | 218.0776 | 218.0776 | 218.0776 | 218.0776 | 218.0776 | 218.0776 | 218.0776 | 218.0776 | 218.0776 | 218.0776 | 218.0776 | 218.0776 | 218.0776 | 218.0776 | 218.0776 | 218.0776 | 218.0776 | 218.0776 | 218.0776 | 218.0776 | 218.0776 | 218.0776 | 218.0776 | 218.0776 | 218.0776 | 218.0776 | 218.0776 | 218.0776 | 218.0776 | 218.0776 | 218.0776 | 218.0776
| 13BL | Total Water Available For Use | 12BL+(2BL+3BL)-(5BL+6BL) | Ml/d | 2 | 207.6541 | 206.0476 | 206.0476 | 206.0476 | 206.0476 | 206.0476 | 206.0476 | 206.0476 | 206.0476 | 206.0476 | 206.0476 | 206.0476 | 206.0476 | 206.0476 | 206.0476 | 206.0476 | 206.0476 | 206.0476 | 206.0476 | 206.0476 | 206.0476 | 206.0476 | 206.0476 | 206.0476 | 206.0476 | 206.0476 | 206.0476 | 206.0476 | 206.0476 | 206.0476 | 206.0476 | 206.0476 | 206.0476 | 206.0476
| 14BL | Target headroom (climate change component) | Input | Ml/d | 2 | 0.03428 | 0.070472 | 0.10584 | 0.14221 | 0.17745 | 0.21372 | 0.24606 | 0.27978 | 0.31715 | 0.28014 | 0.30721 | 0.34209 | 0.36712 | 0.39047 | 0.33393 | 0.35122 | 0.37412 | 0.39319 | 0.40604 | 0.33814 | 0.34978 | 0.36203 | 0.37376 | 0.38275 | 0.30472 | 0.31136 | 0.32109 | 0.33137 | 0.33071 | 0.33665 | 0.34241 | 0.3445 | 0.35268 | 0.34497
| 15BL | Target headroom (All other components) | Input | Ml/d | 2 | 9.5213 | 9.6545 | 9.7825 | 9.9672 | 10.1261 | 10.3463 | 10.3734 | 10.3782 | 10.5025 | 8.2505 | 8.4375 | 8.5901 | 8.6162 | 8.6033 | 7.4152 | 8.1226 | 8.7758 | 9.4295 | 10.1594 | 9.4776 | 10.2249 | 11.0105 | 11.8112 | 12.7721 | 11.8926 | 12.7587 | 13.5906 | 14.3667 | 15.3023 | 16.1637 | 16.9606 | 17.6886 | 18.4346 | 19.2322
| 16BL | Target Headroom | 14BL+15BL | Ml/d | 2 | 9.5556 | 9.725 | 9.8884 | 10.1094 | 10.3036 | 10.56 | 10.6195 | 10.658 | 10.8197 | 8.5307 | 8.7447 | 8.9322 | 8.9833 | 8.9938 | 7.7492 | 8.4738 | 9.1499 | 9.8227 | 10.5654 | 9.8157 | 10.5747 | 11.3725 | 12.1849 | 13.1549 | 12.1973 | 13.07 | 13.9117 | 14.6981 | 15.633 | 16.5004 | 17.303 | 18.0331 | 18.7873 | 19.5772
| 17BL | Available Headroom | 13BL-11BL | Ml/d | 2 | 35.8648 | 29.7795 | 29.1667 | 28.7351 | 29.6621 | 31.2987 | 32.8276 | 34.6862 | 35.8325 | 36.2962 | 37.527 | 38.0406 | 39.1218 | 40.2288 | 42.3278 | 44.477 | 46.6553 | 48.8542 | 51.0728 | 52.8913 | 54.7249 | 56.5729 | 58.4356 | 60.3086 | 62.1919 | 64.0842 | 65.9853 | 67.894 | 69.8104 | 71.7354 | 73.6674 | 75.6063 | 77.5507 | 79.5006
| 18BL | Supply Demand Balance | 17BL-16BL | Ml/d | 2 | 26.3092 | 20.0545 | 19.2784 | 18.6257 | 19.3585 | 20.7386 | 22.2081 | 24.0282 | 25.0129 | 27.7656 | 28.7823 | 29.1084 | 30.1385 | 31.235 | 34.5787 | 36.0032 | 37.5054 | 39.0316 | 40.5074 | 43.0756 | 44.1503 | 45.2004 | 46.2507 | 47.1538 | 49.9946 | 51.0142 | 52.0736 | 53.1959 | 54.1774 | 55.235 | 56.3644 | 57.5732 | 58.7634 | 59.9235
|  | Company: | Dŵr Cymru Welsh Water
|  | Resource Zone Name: | Tywi Gower
|  | Resource Zone Number: | 8201
|  | Planning Scenario Name: | Dry Year Annual Average
|  | Chosen Level of Service: | 1 in 20
README

## 5. Feasible Options
Table 5: Feasible options detailed costs | [18 empty] | ENTER DISCOUNT RATE % |  |  |  | 3.5% | 3.5% | 3.5% | 3.5% | 3.5% | 3.5% | 3.5% | 3.5% | 3.5% | 3.5% | 3.5% | 3.5% | 3.5% | 3.5% | 3.5% | 3.5% | 3.5% | 3.5% | 3.5% | 3.5% | 3.5% | 3.5% | 3.5% | 3.5% | 3.5% | 3.5% | 3.5% | 3.5% | 3.5% | 3% | 3% | 3% | 3% | 3% | 3% | 3% | 3% | 3% | 3% | 3% | 3% | 3% | 3% | 3% | 3% | 3% | 3% | 3% | 3% | 3% | 3% | 3% | 3% | 3% | 3% | 3% | 3% | 3% | 3% | 3% | 3% | 3% | 3% | 3% | 3% | 3% | 3% | 3% | 3% | 3% | 3% | 3% | 3% | 3% | 2.5% | 2.5% | 2.5% | 2.5% | 2.5% | 2.5% | 2.5% | 2.5% | 2.5% | 2.5% | 2.5% | 2.5% | 2.5% | 2.5% | 2.5% | 2.5% | 2.5% | 2.5% | 2.5% | 2.5% | 2.5% | 2.5% | 2.5% | 2.5% | 2.5% | 2.5% | 2.5% | 2.5% | 2.5%
Detail the gains in WAFU / savings in demand, and the costs of feasible options under capacity use scenario | [18 empty] | ENTER DISCOUNT PERIOD (YRS) | 80 |  | 1 | 0.96618 | 0.93351 | 0.90194 | 0.87144 | 0.84197 | 0.8135 | 0.78599 | 0.75941 | 0.73373 | 0.70892 | 0.68495 | 0.66178 | 0.6394 | 0.61778 | 0.59689 | 0.57671 | 0.5572 | 0.53836 | 0.52016 | 0.50257 | 0.48557 | 0.46915 | 0.45329 | 0.43796 | 0.42315 | 0.40884 | 0.39501 | 0.38165 | 0.36875 | 0.35801 | 0.34758 | 0.33746 | 0.32763 | 0.31809 | 0.30882 | 0.29983 | 0.29109 | 0.28261 | 0.27438 | 0.26639 | 0.25863 | 0.2511 | 0.24379 | 0.23669 | 0.22979 | 0.2231 | 0.2166 | 0.21029 | 0.20417 | 0.19822 | 0.19245 | 0.18684 | 0.1814 | 0.17612 | 0.17099 | 0.16601 | 0.16117 | 0.15648 | 0.15192 | 0.14749 | 0.1432 | 0.13903 | 0.13498 | 0.13105 | 0.12723 | 0.12352 | 0.11993 | 0.11643 | 0.11304 | 0.10975 | 0.10655 | 0.10345 | 0.10044 | 0.097511 | 0.095133 | 0.092813 | 0.090549 | 0.08834 | 0.086186 | Note: If option costs are required from beyond year 80 then the NPV calculation formula must be amended manually to cover the extended period
[22 empty] | 1 | 2 | 3 | 4 | 5 | 6 | 7 | 8 | 9 | 10 | 11 | 12 | 13 | 14 | 15 | 16 | 17 | 18 | 19 | 20 | 21 | 22 | 23 | 24 | 25 | 26 | 27 | 28 | 29 | 30 | 31 | 32 | 33 | 34 | 35 | 36 | 37 | 38 | 39 | 40 | 41 | 42 | 43 | 44 | 45 | 46 | 47 | 48 | 49 | 50 | 51 | 52 | 53 | 54 | 55 | 56 | 57 | 58 | 59 | 60 | 61 | 62 | 63 | 64 | 65 | 66 | 67 | 68 | 69 | 70 | 71 | 72 | 73 | 74 | 75 | 76 | 77 | 78 | 79 | 80 | 81 | 82 | 83 | 84 | 85 | 86 | 87 | 88 | 89 | 90 | 91 | 92 | 93 | 94 | 95 | 96 | 97 | 98 | 99 | 100 | 101 | 102 | 103 | 104
Row ref | Option name | Option reference no. | Type of option | Preferred Option (Y/N) | Earliest potential option start date (Year) | Costs based on capacity | WAFU on full implementation (Ml/d) | NPV of WAFU (Ml) | CAPEX NPV (£000) | OPEX NPV (£000) | NPV of opex savings (£000) | NPV of carbon (£000) | Social & Env. NPV (£000) | TOTAL NPV (£000) | AIC (p/m3) | AISC (p/m3) | Scope confidence (score 1 to 5) | Cost confidence (score 1 to 5) | Cost component | Derivation | Unit | Year 1 | Year 2 | Year 3 | Year 4 | Year 5 | Year 6 | Year 7 | Year 8 | Year 9 | Year 10 | Year 11 | Year 12 | Year 13 | Year 14 | Year 15 | Year 16 | Year 17 | Year 18 | Year 19 | Year 20 | Year 21 | Year 22 | Year 23 | Year 24 | Year 25 | Year 26 | Year 27 | Year 28 | Year 29 | Year 30 | Year 31 | Year 32 | Year 33 | Year 34 | Year 35 | Year 36 | Year 37 | Year 38 | Year 39 | Year 40 | Year 41 | Year 42 | Year 43 | Year 44 | Year 45 | Year 46 | Year 47 | Year 48 | Year 49 | Year 50 | Year 51 | Year 52 | Year 53 | Year 54 | Year 55 | Year 56 | Year 57 | Year 58 | Year 59 | Year 60 | Year 61 | Year 62 | Year 63 | Year 64 | Year 65 | Year 66 | Year 67 | Year 68 | Year 69 | Year 70 | Year 71 | Year 72 | Year 73 | Year 74 | Year 75 | Year 76 | Year 77 | Year 78 | Year 79 | Year 80 | Year 81 | Year 82 | Year 83 | Year 84 | Year 85 | Year 86 | Year 87 | Year 88 | Year 89 | Year 90 | Year 91 | Year 92 | Year 93 | Year 94 | Year 95 | Year 96 | Year 97 | Year 98 | Year 99 | Year 100 | Year 101 | Year 102 | Year 103 | Year 104
58a | RESOURCE SIDE | bar: 1 Year 1 to 80 Year 80
58.1a | Options to increase raw water abstractions | [17 empty] | Total Mld for SDB component |  |  | 0 | 0 | 0 | 0 | 0 | 0 | 0 | 0 | 0 | 0 | 0 | 0 | 0 | 0 | 0 | 0 | 0 | 0 | 0 | 0 | 0 | 0 | 0 | 0 | 0 | 0 | 0 | 0 | 0 | 0 | 0 | 0 | 0 | 0 | 0 | 0 | 0 | 0 | 0 | 0 | 0 | 0 | 0 | 0 | 0 | 0 | 0 | 0 | 0 | 0 | 0 | 0 | 0 | 0 | 0 | 0 | 0 | 0 | 0 | 0 | 0 | 0 | 0 | 0 | 0 | 0 | 0 | 0 | 0 | 0 | 0 | 0 | 0 | 0 | 0 | 0 | 0 | 0 | 0 | 0 | 0 | 0 | 0 | 0 | 0 | 0 | 0 | 0 | 0 | 0 | 0 | 0 | 0 | 0 | 0 | 0 | 0 | 0 | 0 | 0 | 0 | 0 | 0 | 0
58.1x | [5 empty] | Capacity | 0 | 0 | 0 | 0 | 0 | 0 | 0 | 0 | #DIV/0! | #DIV/0! |  |  | Gains in WAFU / Savings in demand | Input | Ml/d | 81 Year 81: 0; 82 Year 82: 0; 83 Year 83: 0; 84 Year 84: 0; 85 Year 85: 0; 86 Year 86: 0; 87 Year 87: 0; 88 Year 88: 0; 89 Year 89: 0; 90 Year 90: 0; 91 Year 91: 0; 92 Year 92: 0; 93 Year 93: 0; 94 Year 94: 0; 95 Year 95: 0; 96 Year 96: 0; 97 Year 97: 0; 98 Year 98: 0; 99 Year 99: 0; 100 Year 100: 0; 101 Year 101: 0; 102 Year 102: 0; 103 Year 103: 0; 104 Year 104: 0
[19 empty] | Fixed capex | Input | £000s | 81 Year 81: 0; 82 Year 82: 0; 83 Year 83: 0; 84 Year 84: 0; 85 Year 85: 0; 86 Year 86: 0; 87 Year 87: 0; 88 Year 88: 0; 89 Year 89: 0; 90 Year 90: 0; 91 Year 91: 0; 92 Year 92: 0; 93 Year 93: 0; 94 Year 94: 0; 95 Year 95: 0; 96 Year 96: 0; 97 Year 97: 0; 98 Year 98: 0; 99 Year 99: 0; 100 Year 100: 0; 101 Year 101: 0; 102 Year 102: 0; 103 Year 103: 0; 104 Year 104: 0
[19 empty] | Variable capex | Input | £000s | 81 Year 81: 0; 82 Year 82: 0; 83 Year 83: 0; 84 Year 84: 0; 85 Year 85: 0; 86 Year 86: 0; 87 Year 87: 0; 88 Year 88: 0; 89 Year 89: 0; 90 Year 90: 0; 91 Year 91: 0; 92 Year 92: 0; 93 Year 93: 0; 94 Year 94: 0; 95 Year 95: 0; 96 Year 96: 0; 97 Year 97: 0; 98 Year 98: 0; 99 Year 99: 0; 100 Year 100: 0; 101 Year 101: 0; 102 Year 102: 0; 103 Year 103: 0; 104 Year 104: 0
[19 empty] | Financing costs | Input | £000s
[19 empty] | Fixed opex | Input | £000s | 81 Year 81: 0; 82 Year 82: 0; 83 Year 83: 0; 84 Year 84: 0; 85 Year 85: 0; 86 Year 86: 0; 87 Year 87: 0; 88 Year 88: 0; 89 Year 89: 0; 90 Year 90: 0; 91 Year 91: 0; 92 Year 92: 0; 93 Year 93: 0; 94 Year 94: 0; 95 Year 95: 0; 96 Year 96: 0; 97 Year 97: 0; 98 Year 98: 0; 99 Year 99: 0; 100 Year 100: 0; 101 Year 101: 0; 102 Year 102: 0; 103 Year 103: 0; 104 Year 104: 0
| NO DEFICIT | [17 empty] | Variable opex | Input | £000s | 81 Year 81: 0; 82 Year 82: 0; 83 Year 83: 0; 84 Year 84: 0; 85 Year 85: 0; 86 Year 86: 0; 87 Year 87: 0; 88 Year 88: 0; 89 Year 89: 0; 90 Year 90: 0; 91 Year 91: 0; 92 Year 92: 0; 93 Year 93: 0; 94 Year 94: 0; 95 Year 95: 0; 96 Year 96: 0; 97 Year 97: 0; 98 Year 98: 0; 99 Year 99: 0; 100 Year 100: 0; 101 Year 101: 0; 102 Year 102: 0; 103 Year 103: 0; 104 Year 104: 0
[19 empty] | Opex savings | Input | £000s | 81 Year 81: 0; 82 Year 82: 0; 83 Year 83: 0; 84 Year 84: 0; 85 Year 85: 0; 86 Year 86: 0; 87 Year 87: 0; 88 Year 88: 0; 89 Year 89: 0; 90 Year 90: 0; 91 Year 91: 0; 92 Year 92: 0; 93 Year 93: 0; 94 Year 94: 0; 95 Year 95: 0; 96 Year 96: 0; 97 Year 97: 0; 98 Year 98: 0; 99 Year 99: 0; 100 Year 100: 0; 101 Year 101: 0; 102 Year 102: 0; 103 Year 103: 0; 104 Year 104: 0
[19 empty] | Fixed env & social | Input | £000s | 81 Year 81: 0; 82 Year 82: 0; 83 Year 83: 0; 84 Year 84: 0; 85 Year 85: 0; 86 Year 86: 0; 87 Year 87: 0; 88 Year 88: 0; 89 Year 89: 0; 90 Year 90: 0; 91 Year 91: 0; 92 Year 92: 0; 93 Year 93: 0; 94 Year 94: 0; 95 Year 95: 0; 96 Year 96: 0; 97 Year 97: 0; 98 Year 98: 0; 99 Year 99: 0; 100 Year 100: 0; 101 Year 101: 0; 102 Year 102: 0; 103 Year 103: 0; 104 Year 104: 0
[19 empty] | Variable env & social | Input | £000s | 81 Year 81: 0; 82 Year 82: 0; 83 Year 83: 0; 84 Year 84: 0; 85 Year 85: 0; 86 Year 86: 0; 87 Year 87: 0; 88 Year 88: 0; 89 Year 89: 0; 90 Year 90: 0; 91 Year 91: 0; 92 Year 92: 0; 93 Year 93: 0; 94 Year 94: 0; 95 Year 95: 0; 96 Year 96: 0; 97 Year 97: 0; 98 Year 98: 0; 99 Year 99: 0; 100 Year 100: 0; 101 Year 101: 0; 102 Year 102: 0; 103 Year 103: 0; 104 Year 104: 0
[19 empty] | Fixed carbon costs | Input | £000s | 81 Year 81: 0; 82 Year 82: 0; 83 Year 83: 0; 84 Year 84: 0; 85 Year 85: 0; 86 Year 86: 0; 87 Year 87: 0; 88 Year 88: 0; 89 Year 89: 0; 90 Year 90: 0; 91 Year 91: 0; 92 Year 92: 0; 93 Year 93: 0; 94 Year 94: 0; 95 Year 95: 0; 96 Year 96: 0; 97 Year 97: 0; 98 Year 98: 0; 99 Year 99: 0; 100 Year 100: 0; 101 Year 101: 0; 102 Year 102: 0; 103 Year 103: 0; 104 Year 104: 0
[19 empty] | Variable carbon costs | Input | £000s | 81 Year 81: 0; 82 Year 82: 0; 83 Year 83: 0; 84 Year 84: 0; 85 Year 85: 0; 86 Year 86: 0; 87 Year 87: 0; 88 Year 88: 0; 89 Year 89: 0; 90 Year 90: 0; 91 Year 91: 0; 92 Year 92: 0; 93 Year 93: 0; 94 Year 94: 0; 95 Year 95: 0; 96 Year 96: 0; 97 Year 97: 0; 98 Year 98: 0; 99 Year 99: 0; 100 Year 100: 0; 101 Year 101: 0; 102 Year 102: 0; 103 Year 103: 0; 104 Year 104: 0
[19 empty] | Customer willingness to pay | Input | £000s | 81 Year 81: 0; 82 Year 82: 0; 83 Year 83: 0; 84 Year 84: 0; 85 Year 85: 0; 86 Year 86: 0; 87 Year 87: 0; 88 Year 88: 0; 89 Year 89: 0; 90 Year 90: 0; 91 Year 91: 0; 92 Year 92: 0; 93 Year 93: 0; 94 Year 94: 0; 95 Year 95: 0; 96 Year 96: 0; 97 Year 97: 0; 98 Year 98: 0; 99 Year 99: 0; 100 Year 100: 0; 101 Year 101: 0; 102 Year 102: 0; 103 Year 103: 0; 104 Year 104: 0
[19 empty] | Total | Sum of above (excl WAFU) | £000s | 0 | 0 | 0 | 0 | 0 | 0 | 0 | 0 | 0 | 0 | 0 | 0 | 0 | 0 | 0 | 0 | 0 | 0 | 0 | 0 | 0 | 0 | 0 | 0 | 0 | 0 | 0 | 0 | 0 | 0 | 0 | 0 | 0 | 0 | 0 | 0 | 0 | 0 | 0 | 0 | 0 | 0 | 0 | 0 | 0 | 0 | 0 | 0 | 0 | 0 | 0 | 0 | 0 | 0 | 0 | 0 | 0 | 0 | 0 | 0 | 0 | 0 | 0 | 0 | 0 | 0 | 0 | 0 | 0 | 0 | 0 | 0 | 0 | 0 | 0 | 0 | 0 | 0 | 0 | 0 | 0 | 0 | 0 | 0 | 0 | 0 | 0 | 0 | 0 | 0 | 0 | 0 | 0 | 0 | 0 | 0 | 0 | 0 | 0 | 0 | 0 | 0 | 0 | 0
58.2a | Options to increase raw imports | [20 empty] | 0 | 0 | 0 | 0 | 0 | 0 | 0 | 0 | 0 | 0 | 0 | 0 | 0 | 0 | 0 | 0 | 0 | 0 | 0 | 0 | 0 | 0 | 0 | 0 | 0 | 0 | 0 | 0 | 0 | 0 | 0 | 0 | 0 | 0 | 0 | 0 | 0 | 0 | 0 | 0 | 0 | 0 | 0 | 0 | 0 | 0 | 0 | 0 | 0 | 0 | 0 | 0 | 0 | 0 | 0 | 0 | 0 | 0 | 0 | 0 | 0 | 0 | 0 | 0 | 0 | 0 | 0 | 0 | 0 | 0 | 0 | 0 | 0 | 0 | 0 | 0 | 0 | 0 | 0 | 0 | 0 | 0 | 0 | 0 | 0 | 0 | 0 | 0 | 0 | 0 | 0 | 0 | 0 | 0 | 0 | 0 | 0 | 0 | 0 | 0 | 0 | 0 | 0 | 0
58.3a | Options to increase potable imports | [20 empty] | 0 | 0 | 0 | 0 | 0 | 0 | 0 | 0 | 0 | 0 | 0 | 0 | 0 | 0 | 0 | 0 | 0 | 0 | 0 | 0 | 0 | 0 | 0 | 0 | 0 | 0 | 0 | 0 | 0 | 0 | 0 | 0 | 0 | 0 | 0 | 0 | 0 | 0 | 0 | 0 | 0 | 0 | 0 | 0 | 0 | 0 | 0 | 0 | 0 | 0 | 0 | 0 | 0 | 0 | 0 | 0 | 0 | 0 | 0 | 0 | 0 | 0 | 0 | 0 | 0 | 0 | 0 | 0 | 0 | 0 | 0 | 0 | 0 | 0 | 0 | 0 | 0 | 0 | 0 | 0 | 0 | 0 | 0 | 0 | 0 | 0 | 0 | 0 | 0 | 0 | 0 | 0 | 0 | 0 | 0 | 0 | 0 | 0 | 0 | 0 | 0 | 0 | 0 | 0
58.4a | Options to reduce raw water losses and operational use | [20 empty] | 0 | 0 | 0 | 0 | 0 | 0 | 0 | 0 | 0 | 0 | 0 | 0 | 0 | 0 | 0 | 0 | 0 | 0 | 0 | 0 | 0 | 0 | 0 | 0 | 0 | 0 | 0 | 0 | 0 | 0 | 0 | 0 | 0 | 0 | 0 | 0 | 0 | 0 | 0 | 0 | 0 | 0 | 0 | 0 | 0 | 0 | 0 | 0 | 0 | 0 | 0 | 0 | 0 | 0 | 0 | 0 | 0 | 0 | 0 | 0 | 0 | 0 | 0 | 0 | 0 | 0 | 0 | 0 | 0 | 0 | 0 | 0 | 0 | 0 | 0 | 0 | 0 | 0 | 0 | 0 | 0 | 0 | 0 | 0 | 0 | 0 | 0 | 0 | 0 | 0 | 0 | 0 | 0 | 0 | 0 | 0 | 0 | 0 | 0 | 0 | 0 | 0 | 0 | 0
58.5a | Options to reduce raw water exports | [20 empty] | 0 | 0 | 0 | 0 | 0 | 0 | 0 | 0 | 0 | 0 | 0 | 0 | 0 | 0 | 0 | 0 | 0 | 0 | 0 | 0 | 0 | 0 | 0 | 0 | 0 | 0 | 0 | 0 | 0 | 0 | 0 | 0 | 0 | 0 | 0 | 0 | 0 | 0 | 0 | 0 | 0 | 0 | 0 | 0 | 0 | 0 | 0 | 0 | 0 | 0 | 0 | 0 | 0 | 0 | 0 | 0 | 0 | 0 | 0 | 0 | 0 | 0 | 0 | 0 | 0 | 0 | 0 | 0 | 0 | 0 | 0 | 0 | 0 | 0 | 0 | 0 | 0 | 0 | 0 | 0 | 0 | 0 | 0 | 0 | 0 | 0 | 0 | 0 | 0 | 0 | 0 | 0 | 0 | 0 | 0 | 0 | 0 | 0 | 0 | 0 | 0 | 0 | 0 | 0
58.6a | Options to reduce potable water exports | [20 empty] | 0 | 0 | 0 | 0 | 0 | 0 | 0 | 0 | 0 | 0 | 0 | 0 | 0 | 0 | 0 | 0 | 0 | 0 | 0 | 0 | 0 | 0 | 0 | 0 | 0 | 0 | 0 | 0 | 0 | 0 | 0 | 0 | 0 | 0 | 0 | 0 | 0 | 0 | 0 | 0 | 0 | 0 | 0 | 0 | 0 | 0 | 0 | 0 | 0 | 0 | 0 | 0 | 0 | 0 | 0 | 0 | 0 | 0 | 0 | 0 | 0 | 0 | 0 | 0 | 0 | 0 | 0 | 0 | 0 | 0 | 0 | 0 | 0 | 0 | 0 | 0 | 0 | 0 | 0 | 0 | 0 | 0 | 0 | 0 | 0 | 0 | 0 | 0 | 0 | 0 | 0 | 0 | 0 | 0 | 0 | 0 | 0 | 0 | 0 | 0 | 0 | 0 | 0 | 0
58.7a | Other options to increase Deployable Output | [20 empty] | 0 | 0 | 0 | 0 | 0 | 0 | 0 | 0 | 0 | 0 | 0 | 0 | 0 | 0 | 0 | 0 | 0 | 0 | 0 | 0 | 0 | 0 | 0 | 0 | 0 | 0 | 0 | 0 | 0 | 0 | 0 | 0 | 0 | 0 | 0 | 0 | 0 | 0 | 0 | 0 | 0 | 0 | 0 | 0 | 0 | 0 | 0 | 0 | 0 | 0 | 0 | 0 | 0 | 0 | 0 | 0 | 0 | 0 | 0 | 0 | 0 | 0 | 0 | 0 | 0 | 0 | 0 | 0 | 0 | 0 | 0 | 0 | 0 | 0 | 0 | 0 | 0 | 0 | 0 | 0 | 0 | 0 | 0 | 0 | 0 | 0 | 0 | 0 | 0 | 0 | 0 | 0 | 0 | 0 | 0 | 0 | 0 | 0 | 0 | 0 | 0 | 0 | 0 | 0
59a | DISTRIBUTION SIDE | bar: 1 Year 1 to 80 Year 80
59.1a | Options to reduce Distribution Losses | [20 empty] | 0 | 0 | 0 | 0 | 0 | 0 | 0 | 0 | 0 | 0 | 0 | 0 | 0 | 0 | 0 | 0 | 0 | 0 | 0 | 0 | 0 | 0 | 0 | 0 | 0 | 0 | 0 | 0 | 0 | 0 | 0 | 0 | 0 | 0 | 0 | 0 | 0 | 0 | 0 | 0 | 0 | 0 | 0 | 0 | 0 | 0 | 0 | 0 | 0 | 0 | 0 | 0 | 0 | 0 | 0 | 0 | 0 | 0 | 0 | 0 | 0 | 0 | 0 | 0 | 0 | 0 | 0 | 0 | 0 | 0 | 0 | 0 | 0 | 0 | 0 | 0 | 0 | 0 | 0 | 0 | 0 | 0 | 0 | 0 | 0 | 0 | 0 | 0 | 0 | 0 | 0 | 0 | 0 | 0 | 0 | 0 | 0 | 0 | 0 | 0 | 0 | 0 | 0 | 0
59.2a | Options to reduce Distribution System Operating Use (DSOU) losses | [20 empty] | 0 | 0 | 0 | 0 | 0 | 0 | 0 | 0 | 0 | 0 | 0 | 0 | 0 | 0 | 0 | 0 | 0 | 0 | 0 | 0 | 0 | 0 | 0 | 0 | 0 | 0 | 0 | 0 | 0 | 0 | 0 | 0 | 0 | 0 | 0 | 0 | 0 | 0 | 0 | 0 | 0 | 0 | 0 | 0 | 0 | 0 | 0 | 0 | 0 | 0 | 0 | 0 | 0 | 0 | 0 | 0 | 0 | 0 | 0 | 0 | 0 | 0 | 0 | 0 | 0 | 0 | 0 | 0 | 0 | 0 | 0 | 0 | 0 | 0 | 0 | 0 | 0 | 0 | 0 | 0 | 0 | 0 | 0 | 0 | 0 | 0 | 0 | 0 | 0 | 0 | 0 | 0 | 0 | 0 | 0 | 0 | 0 | 0 | 0 | 0 | 0 | 0 | 0 | 0
60a | PRODUCTION SIDE | bar: 1 Year 1 to 80 Year 80
60.1a | Options to reduce treatment works losses | [20 empty] | 0 | 0 | 0 | 0 | 0 | 0 | 0 | 0 | 0 | 0 | 0 | 0 | 0 | 0 | 0 | 0 | 0 | 0 | 0 | 0 | 0 | 0 | 0 | 0 | 0 | 0 | 0 | 0 | 0 | 0 | 0 | 0 | 0 | 0 | 0 | 0 | 0 | 0 | 0 | 0 | 0 | 0 | 0 | 0 | 0 | 0 | 0 | 0 | 0 | 0 | 0 | 0 | 0 | 0 | 0 | 0 | 0 | 0 | 0 | 0 | 0 | 0 | 0 | 0 | 0 | 0 | 0 | 0 | 0 | 0 | 0 | 0 | 0 | 0 | 0 | 0 | 0 | 0 | 0 | 0 | 0 | 0 | 0 | 0 | 0 | 0 | 0 | 0 | 0 | 0 | 0 | 0 | 0 | 0 | 0 | 0 | 0 | 0 | 0 | 0 | 0 | 0 | 0 | 0
60.2a | Options to reduce outage | [20 empty] | 0 | 0 | 0 | 0 | 0 | 0 | 0 | 0 | 0 | 0 | 0 | 0 | 0 | 0 | 0 | 0 | 0 | 0 | 0 | 0 | 0 | 0 | 0 | 0 | 0 | 0 | 0 | 0 | 0 | 0 | 0 | 0 | 0 | 0 | 0 | 0 | 0 | 0 | 0 | 0 | 0 | 0 | 0 | 0 | 0 | 0 | 0 | 0 | 0 | 0 | 0 | 0 | 0 | 0 | 0 | 0 | 0 | 0 | 0 | 0 | 0 | 0 | 0 | 0 | 0 | 0 | 0 | 0 | 0 | 0 | 0 | 0 | 0 | 0 | 0 | 0 | 0 | 0 | 0 | 0 | 0 | 0 | 0 | 0 | 0 | 0 | 0 | 0 | 0 | 0 | 0 | 0 | 0 | 0 | 0 | 0 | 0 | 0 | 0 | 0 | 0 | 0 | 0 | 0
61a | CUSTOMER SIDE | bar: 1 Year 1 to 80 Year 80
61.1a | Options to change volume delivered to measured non households | [20 empty] | 0 | 0 | 0 | 0 | 0 | 0 | 0 | 0 | 0 | 0 | 0 | 0 | 0 | 0 | 0 | 0 | 0 | 0 | 0 | 0 | 0 | 0 | 0 | 0 | 0 | 0 | 0 | 0 | 0 | 0 | 0 | 0 | 0 | 0 | 0 | 0 | 0 | 0 | 0 | 0 | 0 | 0 | 0 | 0 | 0 | 0 | 0 | 0 | 0 | 0 | 0 | 0 | 0 | 0 | 0 | 0 | 0 | 0 | 0 | 0 | 0 | 0 | 0 | 0 | 0 | 0 | 0 | 0 | 0 | 0 | 0 | 0 | 0 | 0 | 0 | 0 | 0 | 0 | 0 | 0 | 0 | 0 | 0 | 0 | 0 | 0 | 0 | 0 | 0 | 0 | 0 | 0 | 0 | 0 | 0 | 0 | 0 | 0 | 0 | 0 | 0 | 0 | 0 | 0
61.2a | Options to change volume delivered to unmeasured non households | [20 empty] | 0 | 0 | 0 | 0 | 0 | 0 | 0 | 0 | 0 | 0 | 0 | 0 | 0 | 0 | 0 | 0 | 0 | 0 | 0 | 0 | 0 | 0 | 0 | 0 | 0 | 0 | 0 | 0 | 0 | 0 | 0 | 0 | 0 | 0 | 0 | 0 | 0 | 0 | 0 | 0 | 0 | 0 | 0 | 0 | 0 | 0 | 0 | 0 | 0 | 0 | 0 | 0 | 0 | 0 | 0 | 0 | 0 | 0 | 0 | 0 | 0 | 0 | 0 | 0 | 0 | 0 | 0 | 0 | 0 | 0 | 0 | 0 | 0 | 0 | 0 | 0 | 0 | 0 | 0 | 0 | 0 | 0 | 0 | 0 | 0 | 0 | 0 | 0 | 0 | 0 | 0 | 0 | 0 | 0 | 0 | 0 | 0 | 0 | 0 | 0 | 0 | 0 | 0 | 0
61.3a | Options to change volume delivered to measured households | [20 empty] | 0 | 0 | 0 | 0 | 0 | 0 | 0 | 0 | 0 | 0 | 0 | 0 | 0 | 0 | 0 | 0 | 0 | 0 | 0 | 0 | 0 | 0 | 0 | 0 | 0 | 0 | 0 | 0 | 0 | 0 | 0 | 0 | 0 | 0 | 0 | 0 | 0 | 0 | 0 | 0 | 0 | 0 | 0 | 0 | 0 | 0 | 0 | 0 | 0 | 0 | 0 | 0 | 0 | 0 | 0 | 0 | 0 | 0 | 0 | 0 | 0 | 0 | 0 | 0 | 0 | 0 | 0 | 0 | 0 | 0 | 0 | 0 | 0 | 0 | 0 | 0 | 0 | 0 | 0 | 0 | 0 | 0 | 0 | 0 | 0 | 0 | 0 | 0 | 0 | 0 | 0 | 0 | 0 | 0 | 0 | 0 | 0 | 0 | 0 | 0 | 0 | 0 | 0 | 0
61.4a | Options to change volume delivered to unmeasured households | [20 empty] | 0 | 0 | 0 | 0 | 0 | 0 | 0 | 0 | 0 | 0 | 0 | 0 | 0 | 0 | 0 | 0 | 0 | 0 | 0 | 0 | 0 | 0 | 0 | 0 | 0 | 0 | 0 | 0 | 0 | 0 | 0 | 0 | 0 | 0 | 0 | 0 | 0 | 0 | 0 | 0 | 0 | 0 | 0 | 0 | 0 | 0 | 0 | 0 | 0 | 0 | 0 | 0 | 0 | 0 | 0 | 0 | 0 | 0 | 0 | 0 | 0 | 0 | 0 | 0 | 0 | 0 | 0 | 0 | 0 | 0 | 0 | 0 | 0 | 0 | 0 | 0 | 0 | 0 | 0 | 0 | 0 | 0 | 0 | 0 | 0 | 0 | 0 | 0 | 0 | 0 | 0 | 0 | 0 | 0 | 0 | 0 | 0 | 0 | 0 | 0 | 0 | 0 | 0 | 0
61.5a | Options to reduce water taken unbilled | [20 empty] | 0 | 0 | 0 | 0 | 0 | 0 | 0 | 0 | 0 | 0 | 0 | 0 | 0 | 0 | 0 | 0 | 0 | 0 | 0 | 0 | 0 | 0 | 0 | 0 | 0 | 0 | 0 | 0 | 0 | 0 | 0 | 0 | 0 | 0 | 0 | 0 | 0 | 0 | 0 | 0 | 0 | 0 | 0 | 0 | 0 | 0 | 0 | 0 | 0 | 0 | 0 | 0 | 0 | 0 | 0 | 0 | 0 | 0 | 0 | 0 | 0 | 0 | 0 | 0 | 0 | 0 | 0 | 0 | 0 | 0 | 0 | 0 | 0 | 0 | 0 | 0 | 0 | 0 | 0 | 0 | 0 | 0 | 0 | 0 | 0 | 0 | 0 | 0 | 0 | 0 | 0 | 0 | 0 | 0 | 0 | 0 | 0 | 0 | 0 | 0 | 0 | 0 | 0 | 0
61.6a | Options impacting on measured Non Household - USPL | [20 empty] | 0 | 0 | 0 | 0 | 0 | 0 | 0 | 0 | 0 | 0 | 0 | 0 | 0 | 0 | 0 | 0 | 0 | 0 | 0 | 0 | 0 | 0 | 0 | 0 | 0 | 0 | 0 | 0 | 0 | 0 | 0 | 0 | 0 | 0 | 0 | 0 | 0 | 0 | 0 | 0 | 0 | 0 | 0 | 0 | 0 | 0 | 0 | 0 | 0 | 0 | 0 | 0 | 0 | 0 | 0 | 0 | 0 | 0 | 0 | 0 | 0 | 0 | 0 | 0 | 0 | 0 | 0 | 0 | 0 | 0 | 0 | 0 | 0 | 0 | 0 | 0 | 0 | 0 | 0 | 0 | 0 | 0 | 0 | 0 | 0 | 0 | 0 | 0 | 0 | 0 | 0 | 0 | 0 | 0 | 0 | 0 | 0 | 0 | 0 | 0 | 0 | 0 | 0 | 0
61.7a | Options impacting on unmeasured Non Household - USPL | [20 empty] | 0 | 0 | 0 | 0 | 0 | 0 | 0 | 0 | 0 | 0 | 0 | 0 | 0 | 0 | 0 | 0 | 0 | 0 | 0 | 0 | 0 | 0 | 0 | 0 | 0 | 0 | 0 | 0 | 0 | 0 | 0 | 0 | 0 | 0 | 0 | 0 | 0 | 0 | 0 | 0 | 0 | 0 | 0 | 0 | 0 | 0 | 0 | 0 | 0 | 0 | 0 | 0 | 0 | 0 | 0 | 0 | 0 | 0 | 0 | 0 | 0 | 0 | 0 | 0 | 0 | 0 | 0 | 0 | 0 | 0 | 0 | 0 | 0 | 0 | 0 | 0 | 0 | 0 | 0 | 0 | 0 | 0 | 0 | 0 | 0 | 0 | 0 | 0 | 0 | 0 | 0 | 0 | 0 | 0 | 0 | 0 | 0 | 0 | 0 | 0 | 0 | 0 | 0 | 0
61.8a | Options impacting on measured Household - USPL | [20 empty] | 0 | 0 | 0 | 0 | 0 | 0 | 0 | 0 | 0 | 0 | 0 | 0 | 0 | 0 | 0 | 0 | 0 | 0 | 0 | 0 | 0 | 0 | 0 | 0 | 0 | 0 | 0 | 0 | 0 | 0 | 0 | 0 | 0 | 0 | 0 | 0 | 0 | 0 | 0 | 0 | 0 | 0 | 0 | 0 | 0 | 0 | 0 | 0 | 0 | 0 | 0 | 0 | 0 | 0 | 0 | 0 | 0 | 0 | 0 | 0 | 0 | 0 | 0 | 0 | 0 | 0 | 0 | 0 | 0 | 0 | 0 | 0 | 0 | 0 | 0 | 0 | 0 | 0 | 0 | 0 | 0 | 0 | 0 | 0 | 0 | 0 | 0 | 0 | 0 | 0 | 0 | 0 | 0 | 0 | 0 | 0 | 0 | 0 | 0 | 0 | 0 | 0 | 0 | 0
61.9a | Options impacting on unmeasured Household - USPL | [20 empty] | 0 | 0 | 0 | 0 | 0 | 0 | 0 | 0 | 0 | 0 | 0 | 0 | 0 | 0 | 0 | 0 | 0 | 0 | 0 | 0 | 0 | 0 | 0 | 0 | 0 | 0 | 0 | 0 | 0 | 0 | 0 | 0 | 0 | 0 | 0 | 0 | 0 | 0 | 0 | 0 | 0 | 0 | 0 | 0 | 0 | 0 | 0 | 0 | 0 | 0 | 0 | 0 | 0 | 0 | 0 | 0 | 0 | 0 | 0 | 0 | 0 | 0 | 0 | 0 | 0 | 0 | 0 | 0 | 0 | 0 | 0 | 0 | 0 | 0 | 0 | 0 | 0 | 0 | 0 | 0 | 0 | 0 | 0 | 0 | 0 | 0 | 0 | 0 | 0 | 0 | 0 | 0 | 0 | 0 | 0 | 0 | 0 | 0 | 0 | 0 | 0 | 0 | 0 | 0
61.10a | Options impacting on Void properties - USPL | [20 empty] | 0 | 0 | 0 | 0 | 0 | 0 | 0 | 0 | 0 | 0 | 0 | 0 | 0 | 0 | 0 | 0 | 0 | 0 | 0 | 0 | 0 | 0 | 0 | 0 | 0 | 0 | 0 | 0 | 0 | 0 | 0 | 0 | 0 | 0 | 0 | 0 | 0 | 0 | 0 | 0 | 0 | 0 | 0 | 0 | 0 | 0 | 0 | 0 | 0 | 0 | 0 | 0 | 0 | 0 | 0 | 0 | 0 | 0 | 0 | 0 | 0 | 0 | 0 | 0 | 0 | 0 | 0 | 0 | 0 | 0 | 0 | 0 | 0 | 0 | 0 | 0 | 0 | 0 | 0 | 0 | 0 | 0 | 0 | 0 | 0 | 0 | 0 | 0 | 0 | 0 | 0 | 0 | 0 | 0 | 0 | 0 | 0 | 0 | 0 | 0 | 0 | 0 | 0 | 0
RZCOSTSHERE
| Company: | Dŵr Cymru Welsh Water
| Resource Zone Name: | Tywi Gower
| Resource Zone Number: | 8201
| Planning Scenario Name: | Dry Year Annual Average
| Chosen Level of Service: | 1 in 20
Start dates | Option Categories
2020-21 | Aquifer recharge
2021-22 | Bulk supply
2022-23 | Conjunctive use
2023-24 | Desalination
2024-25 | Effluent reuse
2025-26 | GW enhancement
2026-27 | GW new
2027-28 | Reservoir enlargement
2028-29 | New reservoir
2029-30 | SW enhancement
2030-31 | SW new
2031-32
2032-33
2033-34 | Active leakage management
2034-35 | Mains repair
2035-36 | Mains replacement (not trunk mains)
2036-37 | Pressure management
2037-38 | Other leakage control
2038-39 | Trunk mains renewal
2039-40 | Pumps
2040-41 | Service reservoir
2041-42
2042-43
2043-44 | Water treatment works loss recovery
2044-45 | Water treatment works capacity increase
Cistern displacement device
Household water audit
Commercial water audit
Customer education / awareness
Other water efficiency
Metering optants
Metering change of occupancy
Metering compulsory
Metering other selective
Supply pipe repairs / replacement
Outdoor water efficiency devices
Retrofitting indoor water efficiency devices
Alternative tariffs
Collaborative R&D
Note on DW1: Author: At year 126 this drops to 2%
Note on V2: The original formulae assumed 80 whatever number was put here. The formulae in this sheet will take account of the number.
Note on X2: Cells X2:CY2 contain a factor to calculate NPV based on variable discount rate - please do not adjust
Note on CY2: Formula can be copied across to the right if appraisal period extends beyond 80 years

## 6. Preferred (Scenario Yr)
Table 6: Preferred list of water management options
DRY YEAR PLANNED GAINS IN WAFU OR SAVINGS IN DEMAND (Ml/d) - TO BE COMPLETED FOR ALL PREFERRED OPTIONS (WAFU gains for each year are individual year gains and not cumulative gains)
Row Ref | Option Name [Insert / delete non-numbered lines to suit] | Option Reference No. | Unit | Decimal places | 2015-16 | For info 2017-18 | For info 2018-19 | For info 2019-20 | 2020-21 | 2021-22 | 2022-23 | 2023-24 | 2024-25 | 2025-26 | 2026-27 | 2027-28 | 2028-29 | 2029-30 | 2030-31 | 2031-32 | 2032-33 | 2033-34 | 2034-35 | 2035-36 | 2036-37 | 2037-38 | 2038-39 | 2039-40 | 2040-41 | 2041-42 | 2042-43 | 2043-44 | 2044-45
58 | Resource Management | - | Ml/d | 2 | 0 | 0 | 0 | 0 | 0 | 0 | 0 | 0 | 0 | 0 | 0 | 0 | 0 | 0 | 0 | 0 | 0 | 0 | 0 | 0 | 0 | 0 | 0 | 0 | 0 | 0 | 0 | 0 | 0
58.1 | Increase raw water abstractions | - | Ml/d | 2 | 0 | 0 | 0 | 0 | 0 | 0 | 0 | 0 | 0 | 0 | 0 | 0 | 0 | 0 | 0 | 0 | 0 | 0 | 0 | 0 | 0 | 0 | 0 | 0 | 0 | 0 | 0 | 0 | 0
- |  |  | Ml/d | 2
- | (insert row above) | - | - |  | - | - | - | - | bar: 2020-21 to 2044-45
58.2 | Raw water imports | - | Ml/d | 2 | 0 | 0 | 0 | 0 | 0 | 0 | 0 | 0 | 0 | 0 | 0 | 0 | 0 | 0 | 0 | 0 | 0 | 0 | 0 | 0 | 0 | 0 | 0 | 0 | 0 | 0 | 0 | 0 | 0
- |  |  | Ml/d | 2
- | (insert row above) | - | - |  | - | - | - | - | bar: 2020-21 to 2044-45
58.3 | Potable water Imports (input reductions as -ve) | - | Ml/d | 2 | 0 | 0 | 0 | 0 | 0 | 0 | 0 | 0 | 0 | 0 | 0 | 0 | 0 | 0 | 0 | 0 | 0 | 0 | 0 | 0 | 0 | 0 | 0 | 0 | 0 | 0 | 0 | 0 | 0
- |  |  | Ml/d | 2
- | (insert row above) | - | - |  | - | - | - | - | bar: 2020-21 to 2044-45
58.4 | Reduce raw water losses and operational use (input as -ve) | - | Ml/d | 2 | 0 | 0 | 0 | 0 | 0 | 0 | 0 | 0 | 0 | 0 | 0 | 0 | 0 | 0 | 0 | 0 | 0 | 0 | 0 | 0 | 0 | 0 | 0 | 0 | 0 | 0 | 0 | 0 | 0
- |  |  | Ml/d | 2
- | (insert row above) | - | - |  | - | - | - | - | bar: 2020-21 to 2044-45
58.5 | Reduced raw water export (including non potable supplies) |  | Ml/d | 2 | 0 | 0 | 0 | 0 | 0 | 0 | 0 | 0 | 0 | 0 | 0 | 0 | 0 | 0 | 0 | 0 | 0 | 0 | 0 | 0 | 0 | 0 | 0 | 0 | 0 | 0 | 0 | 0 | 0
58.51 | Reduce raw water exports (input as -ve) | - | Ml/d | 2 | 0 | 0 | 0 | 0 | 0 | 0 | 0 | 0 | 0 | 0 | 0 | 0 | 0 | 0 | 0 | 0 | 0 | 0 | 0 | 0 | 0 | 0 | 0 | 0 | 0 | 0 | 0 | 0 | 0
- |  |  | Ml/d | 2
- | (insert row above) | - | - |  | - | - | - | - | bar: 2020-21 to 2044-45
58.52 | Reduce non potable supplies (input as -ve) | - | Ml/d | 2 | 0 | 0 | 0 | 0 | 0 | 0 | 0 | 0 | 0 | 0 | 0 | 0 | 0 | 0 | 0 | 0 | 0 | 0 | 0 | 0 | 0 | 0 | 0 | 0 | 0 | 0 | 0 | 0 | 0
- |  |  | Ml/d | 2
- | (insert row above) | - | - |  | - | - | - | - | bar: 2020-21 to 2044-45
58.6 | Reduce potable water exports (input as -ve) | - | Ml/d |  | 0 | 0 | 0 | 0 | 0 | 0 | 0 | 0 | 0 | 0 | 0 | 0 | 0 | 0 | 0 | 0 | 0 | 0 | 0 | 0 | 0 | 0 | 0 | 0 | 0 | 0 | 0 | 0 | 0
- |  |  | Ml/d | 2
- | (insert row above) | - | - |  | - | - | - | - | bar: 2020-21 to 2044-45
58.7 | Other options to increase deployable output | - | Ml/d |  | 0 | 0 | 0 | 0 | 0 | 0 | 0 | 0 | 0 | 0 | 0 | 0 | 0 | 0 | 0 | 0 | 0 | 0 | 0 | 0 | 0 | 0 | 0 | 0 | 0 | 0 | 0 | 0 | 0
- |  |  | Ml/d | 2
- | (insert row above) | - | - |  | - | - | - | - | bar: 2020-21 to 2044-45
59 | Distribution Side Management | - |  |  | 0 | 0 | 0 | 0 | 0 | 0 | 0 | 0 | 0 | 0 | 0 | 0 | 0 | 0 | 0 | 0 | 0 | 0 | 0 | 0 | 0 | 0 | 0 | 0 | 0 | 0 | 0 | 0 | 0
59.1 | Reduce distribution losses (input as -ve) | - | Ml/d | 2 | 0 | 0 | 0 | 0 | 0 | 0 | 0 | 0 | 0 | 0 | 0 | 0 | 0 | 0 | 0 | 0 | 0 | 0 | 0 | 0 | 0 | 0 | 0 | 0 | 0 | 0 | 0 | 0 | 0
|  |  | Ml/d | 2
- | (insert row above) | - | - |  | - | - | - | - | bar: 2020-21 to 2044-45
59.2 | Reduce distribution system operational use (DSOU) (input as -ve) | - | Ml/d | 2 | 0 | 0 | 0 | 0 | 0 | 0 | 0 | 0 | 0 | 0 | 0 | 0 | 0 | 0 | 0 | 0 | 0 | 0 | 0 | 0 | 0 | 0 | 0 | 0 | 0 | 0 | 0 | 0 | 0
- |  |  | Ml/d | 2
- | (insert row above) | - | - |  | - | - | - | - | bar: 2020-21 to 2044-45
60 | Production Side Management, Specify Below.... | - |  | 2 | 0 | 0 | 0 | 0 | 0 | 0 | 0 | 0 | 0 | 0 | 0 | 0 | 0 | 0 | 0 | 0 | 0 | 0 | 0 | 0 | 0 | 0 | 0 | 0 | 0 | 0 | 0 | 0 | 0
60.1 | Reduce treatment works losses (input as -ve) | - | Ml/d | 2 | 0 | 0 | 0 | 0 | 0 | 0 | 0 | 0 | 0 | 0 | 0 | 0 | 0 | 0 | 0 | 0 | 0 | 0 | 0 | 0 | 0 | 0 | 0 | 0 | 0 | 0 | 0 | 0 | 0
- |  |  | Ml/d | 2
- | (insert row above) | - | - |  | - | - | - | - | bar: 2020-21 to 2044-45
60.2 | Reduce outages (input as -ve) | - | Ml/d | 2 | 0 | 0 | 0 | 0 | 0 | 0 | 0 | 0 | 0 | 0 | 0 | 0 | 0 | 0 | 0 | 0 | 0 | 0 | 0 | 0 | 0 | 0 | 0 | 0 | 0 | 0 | 0 | 0 | 0
- |  |  | Ml/d | 2
- | (insert row above) | - | - |  | - | - | - | - | bar: 2020-21 to 2044-45
61 | Customer Side Management | - |  | 2 | 0 | 0 | 0 | 0 | 0 | 0 | 0 | 0 | 0 | 0 | 0 | 0 | 0 | 0 | 0 | 0 | 0 | 0 | 0 | 0 | 0 | 0 | 0 | 0 | 0 | 0 | 0 | 0 | 0
61.1 | Change volume delivered to measured non households (input reductions as -ve) | - | Ml/d | 2 | 0 | 0 | 0 | 0 | 0 | 0 | 0 | 0 | 0 | 0 | 0 | 0 | 0 | 0 | 0 | 0 | 0 | 0 | 0 | 0 | 0 | 0 | 0 | 0 | 0 | 0 | 0 | 0 | 0
- |  |  | Ml/d | 2
- | (insert row above) | - | - |  | - | - | - | - | bar: 2020-21 to 2044-45
61.2 | Change volume delivered to unmeasured non households (input reductions as -ve) | - | Ml/d | 2 | 0 | 0 | 0 | 0 | 0 | 0 | 0 | 0 | 0 | 0 | 0 | 0 | 0 | 0 | 0 | 0 | 0 | 0 | 0 | 0 | 0 | 0 | 0 | 0 | 0 | 0 | 0 | 0 | 0
- |  |  | Ml/d | 2
- | (insert row above) | - | - |  | - | - | - | - | bar: 2020-21 to 2044-45
61.3 | Change volume delivered to measured households (input reductions as -ve) | - | Ml/d | 2 | 0 | 0 | 0 | 0 | 0 | 0 | 0 | 0 | 0 | 0 | 0 | 0 | 0 | 0 | 0 | 0 | 0 | 0 | 0 | 0 | 0 | 0 | 0 | 0 | 0 | 0 | 0 | 0 | 0
|  |  | Ml/d | 2
- | (insert row above) | - | - |  | - | - | - | - | bar: 2020-21 to 2044-45
61.4 | Change volume delivered to unmeasured households (input reductions as -ve) | - | Ml/d | 2 | 0 | 0 | 0 | 0 | 0 | 0 | 0 | 0 | 0 | 0 | 0 | 0 | 0 | 0 | 0 | 0 | 0 | 0 | 0 | 0 | 0 | 0 | 0 | 0 | 0 | 0 | 0 | 0 | 0
- |  |  | Ml/d | 2
- | (insert row above) | - | - |  | - | - | - | - | bar: 2020-21 to 2044-45
61.5 | Options to reduce water taken unbilled (input as -ve) | - | Ml/d | 2 | 0 | 0 | 0 | 0 | 0 | 0 | 0 | 0 | 0 | 0 | 0 | 0 | 0 | 0 | 0 | 0 | 0 | 0 | 0 | 0 | 0 | 0 | 0 | 0 | 0 | 0 | 0 | 0 | 0
- |  |  | Ml/d | 2
- | (insert row above) | - | - |  | - | - | - | - | bar: 2020-21 to 2044-45
61.6 | Options impacting on measured Non Household - USPL (input reductions as -ve) |  | l/pr | 2 | 0 | 0 | 0 | 0 | 0 | 0 | 0 | 0 | 0 | 0 | 0 | 0 | 0 | 0 | 0 | 0 | 0 | 0 | 0 | 0 | 0 | 0 | 0 | 0 | 0 | 0 | 0 | 0 | 0
- |  |  | Ml/d | 2
- | (insert row above) | - | - |  | - | - | - | - | bar: 2020-21 to 2044-45
61.7 | Options impacting on unmeasured Non Household - USPL (input reductions as -ve) |  | l/pr | 2 | 0 | 0 | 0 | 0 | 0 | 0 | 0 | 0 | 0 | 0 | 0 | 0 | 0 | 0 | 0 | 0 | 0 | 0 | 0 | 0 | 0 | 0 | 0 | 0 | 0 | 0 | 0 | 0 | 0
- |  |  | Ml/d | 2
- | (insert row above) | - | - |  | - | - | - | - | bar: 2020-21 to 2044-45
61.8 | Options impacting on measured Household - USPL (input reductions as -ve) |  | l/pr | 2 | 0 | 0 | 0 | 0 | 0 | 0 | 0 | 0 | 0 | 0 | 0 | 0 | 0 | 0 | 0 | 0 | 0 | 0 | 0 | 0 | 0 | 0 | 0 | 0 | 0 | 0 | 0 | 0 | 0
- |  |  | Ml/d | 2
- | (insert row above) | - | - |  | - | - | - | - | bar: 2020-21 to 2044-45
61.9 | Options impacting on unmeasured Household - USPL (input reductions as -ve) |  | l/pr | 2 | 0 | 0 | 0 | 0 | 0 | 0 | 0 | 0 | 0 | 0 | 0 | 0 | 0 | 0 | 0 | 0 | 0 | 0 | 0 | 0 | 0 | 0 | 0 | 0 | 0 | 0 | 0 | 0 | 0
- |  |  | Ml/d | 2
- | (insert row above) | - | - |  | - | - | - | - | bar: 2020-21 to 2044-45
61.1 | Options impacting on Void properties - USPL (input reductions as -ve) |  | l/pr | 2 | 0 | 0 | 0 | 0 | 0 | 0 | 0 | 0 | 0 | 0 | 0 | 0 | 0 | 0 | 0 | 0 | 0 | 0 | 0 | 0 | 0 | 0 | 0 | 0 | 0 | 0 | 0 | 0 | 0
- |  |  | Ml/d | 2
- | (insert row above) | - | - |  | - | - | - | - | bar: 2020-21 to 2044-45
| Company: | Dŵr Cymru Welsh Water
| Resource Zone Name: | Tywi Gower
| Resource Zone Number: | 8201
| Planning Scenario Name: | Dry Year Annual Average
| Chosen Level of Service: | 1 in 20

## 7. FP Supply
Table 7: Final planning water supply
| Row Ref | Component | Derivation | Unit | Decimal places | 2015-16 | For info 2017-18 | For info 2018-19 | For info 2019-20 | 2020-21 | 2021-22 | 2022-23 | 2023-24 | 2024-25 | 2025-26 | 2026-27 | 2027-28 | 2028-29 | 2029-30 | 2030-31 | 2031-32 | 2032-33 | 2033-34 | 2034-35 | 2035-36 | 2036-37 | 2037-38 | 2038-39 | 2039-40 | 2040-41 | 2041-42 | 2042-43 | 2043-44 | 2044-45 | 2045-46 | 2046-47 | 2047-48 | 2048-49 | 2049-50
Resources | 1FP | Raw Water Abstracted | 1BL | Ml/d | 2 | 169.5025 | 179.8715 | 180.4843 | 180.9159 | 179.9889 | 178.3523 | 176.8234 | 174.9648 | 173.8185 | 173.3548 | 172.124 | 171.6104 | 170.5292 | 169.4222 | 167.3232 | 165.174 | 162.9957 | 160.7968 | 158.5782 | 156.7597 | 154.9261 | 153.0781 | 151.2154 | 149.3424 | 147.4591 | 145.5668 | 143.6657 | 141.757 | 139.8406 | 137.9156 | 135.9836 | 134.0447 | 132.1003 | 130.1504
| 2FP | Raw Water Imported | 2BL+ (6. Preferred scenario ref 58.2) | Ml/d | 2 | 0 | 0 | 0 | 0 | 0 | 0 | 0 | 0 | 0 | 0 | 0 | 0 | 0 | 0 | 0 | 0 | 0 | 0 | 0 | 0 | 0 | 0 | 0 | 0 | 0 | 0 | 0 | 0 | 0 | 0 | 0 | 0 | 0 | 0
| - | - | - | - | 2 | - | - | - | - | bar: 2020-21 to 2049-50
| - | - | - | - | 2 | - | - | - | - | bar: 2020-21 to 2049-50
| - | - | - | - | 2 | - | - | - | - | bar: 2020-21 to 2049-50
| 3FP | Potable Water Imported | 3BL+ (6. Preferred scenario ref 58.3) | Ml/d | 2 | 0 | 0 | 0 | 0 | 0 | 0 | 0 | 0 | 0 | 0 | 0 | 0 | 0 | 0 | 0 | 0 | 0 | 0 | 0 | 0 | 0 | 0 | 0 | 0 | 0 | 0 | 0 | 0 | 0 | 0 | 0 | 0 | 0 | 0
| - | - | - | - | 2 | - | - | - | - | bar: 2020-21 to 2049-50
| - | - | - | - | 2 | - | - | - | - | bar: 2020-21 to 2049-50
| - | - | - | - | 2 | - | - | - | - | bar: 2020-21 to 2049-50
| - | - | - | - | 2 | - | - | - | - | bar: 2020-21 to 2049-50
Resource (and process) losses | 5FP | Raw Water Exported (raw exports and non potable uses) | 5BL+ (6. Preferred scenario ref 58.5) | Ml/d | 2 | 0 | 0 | 0 | 0 | 0 | 0 | 0 | 0 | 0 | 0 | 0 | 0 | 0 | 0 | 0 | 0 | 0 | 0 | 0 | 0 | 0 | 0 | 0 | 0 | 0 | 0 | 0 | 0 | 0 | 0 | 0 | 0 | 0 | 0
| - | - | - | - | 2 | - | - | - | - | bar: 2020-21 to 2049-50
| - | - | - | - | 2 | - | - | - | - | bar: 2020-21 to 2049-50
| - | - | - | - | 2 | - | - | - | - | bar: 2020-21 to 2049-50
| 6FP | Potable Water Exported | 6BL+ (6. Preferred scenario ref 58.6) | Ml/d | 2 | 12.03 | 12.03 | 12.03 | 12.03 | 12.03 | 12.03 | 12.03 | 12.03 | 12.03 | 12.03 | 12.03 | 12.03 | 12.03 | 12.03 | 12.03 | 12.03 | 12.03 | 12.03 | 12.03 | 12.03 | 12.03 | 12.03 | 12.03 | 12.03 | 12.03 | 12.03 | 12.03 | 12.03 | 12.03 | 12.03 | 12.03 | 12.03 | 12.03 | 12.03
| - | - | - | - | 2 | - | - | - | - | bar: 2020-21 to 2049-50
| - | - | - | - | 2 | - | - | - | - | bar: 2020-21 to 2049-50
| - | - | - | - | 2 | - | - | - | - | bar: 2020-21 to 2049-50
| 7FP | Deployable Output | 7BL+ 8BL+ (6. Preferred scenario ref 58.7) + (6. Preferred scenario ref 58.1) |  | 2 | 221.681 | 221.681 | 221.681 | 221.681 | 221.681 | 221.681 | 221.681 | 221.681 | 221.681 | 221.681 | 221.681 | 221.681 | 221.681 | 221.681 | 221.681 | 221.681 | 221.681 | 221.681 | 221.681 | 221.681 | 221.681 | 221.681 | 221.681 | 221.681 | 221.681 | 221.681 | 221.681 | 221.681 | 221.681 | 221.681 | 221.681 | 221.681 | 221.681 | 221.681
| - | - | - | - | 2 | bar: 2020-21 to 2049-50
| - | - | - | - | 2 | - | - | - | - | bar: 2020-21 to 2049-50
| - | - | - | - | 2 | - | - | - | - | bar: 2020-21 to 2049-50
| - | - | - | - | 2 | - | - | - | - | bar: 2020-21 to 2049-50
| - | - | - | - | 2 | - | - | - | - | bar: 2020-21 to 2049-50
| 9FP | Raw water losses, treatment works losses and operational use | 9BL+ (6. Preferred scenario ref 60.1)+(6. Preferred scenario ref 58.4) | Ml/d | 2 | 1.295 | 2.9958 | 2.9958 | 2.9958 | 2.9958 | 2.9958 | 2.9958 | 2.9958 | 2.9958 | 2.9958 | 2.9958 | 2.9958 | 2.9958 | 2.9958 | 2.9958 | 2.9958 | 2.9958 | 2.9958 | 2.9958 | 2.9958 | 2.9958 | 2.9958 | 2.9958 | 2.9958 | 2.9958 | 2.9958 | 2.9958 | 2.9958 | 2.9958 | 2.9958 | 2.9958 | 2.9958 | 2.9958 | 2.9958
| 10FP | Outage allowance | 10BL+ (6. Preferred scenario ref 60.2) | Ml/d | 2 | 0.70193 | 0.60759 | 0.60759 | 0.60759 | 0.60759 | 0.60759 | 0.60759 | 0.60759 | 0.60759 | 0.60759 | 0.60759 | 0.60759 | 0.60759 | 0.60759 | 0.60759 | 0.60759 | 0.60759 | 0.60759 | 0.60759 | 0.60759 | 0.60759 | 0.60759 | 0.60759 | 0.60759 | 0.60759 | 0.60759 | 0.60759 | 0.60759 | 0.60759 | 0.60759 | 0.60759 | 0.60759 | 0.60759 | 0.60759
|  | Company: | Dŵr Cymru Welsh Water
|  | Resource Zone Name: | Tywi Gower
|  | Resource Zone Number: | 8201
|  | Planning Scenario Name: | Dry Year Annual Average
|  | Chosen Level of Service: | 1 in 20
Note on E3: Author: 58.1 has been added into 7FP Deployable Ouput calculations to ensure that it is reflected in final supply-demand balance calculations. Please ensure that you do not double count increases to raw water abstractions and increases to deployable output

## 8. FP Demand
Table 8: Final planning water demand
| Row Ref | Component | Derivation / Impact of preferred options | Unit | Decimal places | 2015-16 | For info 2017-18 | For info 2018-19 | For info 2019-20 | 2020-21 | 2021-22 | 2022-23 | 2023-24 | 2024-25 | 2025-26 | 2026-27 | 2027-28 | 2028-29 | 2029-30 | 2030-31 | 2031-32 | 2032-33 | 2033-34 | 2034-35 | 2035-36 | 2036-37 | 2037-38 | 2038-39 | 2039-40 | 2040-41 | 2041-42 | 2042-43 | 2043-44 | 2044-45 | 2045-46 | 2046-47 | 2047-48 | 2048-49 | 2049-50
Consumption | 19FP | Water Delivered Measured Non Household | Calculated BL+Preferred options | Ml/d | 2 | 32.0427 | 32.6318 | 32.8158 | 32.85 | 32.9933 | 33.1737 | 32.7518 | 32.7336 | 32.6973 | 32.6625 | 32.6284 | 32.594 | 32.5605 | 32.5271 | 32.494 | 32.4611 | 32.4282 | 32.3955 | 32.3629 | 32.3317 | 32.3006 | 32.2696 | 32.2387 | 32.2078 | 32.177 | 32.1464 | 32.1157 | 32.0852 | 32.0547 | 32.0245 | 31.9944 | 31.9643 | 31.9343 | 31.9044
| 20FP | Water Delivered Unmeasured Non Household | Calculated BL+Preferred options | Ml/d | 2 | 0.92652 | 0.86524 | 0.83672 | 0.80945 | 0.78335 | 0.75834 | 0.73433 | 0.71129 | 0.68915 | 0.66785 | 0.64737 | 0.62765 | 0.60867 | 0.59039 | 0.57277 | 0.55579 | 0.53943 | 0.52364 | 0.50842 | 0.49373 | 0.47956 | 0.46589 | 0.45269 | 0.43994 | 0.42764 | 0.41576 | 0.40428 | 0.3932 | 0.38249 | 0.37215 | 0.36216 | 0.3525 | 0.34317 | 0.33416
| 21FP | Water Delivered Measured Household | Calculated BL+Preferred options | Ml/d | 2 | 24.8991 | 29.357 | 31.0882 | 32.8425 | 34.3734 | 35.6295 | 37.0702 | 38.225 | 39.594 | 41.1917 | 42.4655 | 44.0192 | 45.236 | 46.404 | 47.1731 | 47.8627 | 48.4845 | 49.0435 | 49.5409 | 49.9798 | 50.3613 | 50.6861 | 50.9552 | 51.1721 | 51.3391 | 51.4564 | 51.5249 | 51.5464 | 51.5219 | 51.4509 | 51.3359 | 51.1775 | 50.9774 | 50.7363
| 22FP | Water Delivered Unmeasured Household | Calculated BL+Preferred options | Ml/d | 2 | 87.0547 | 85.1966 | 83.9062 | 82.6096 | 80.8008 | 78.5196 | 76.7635 | 74.5597 | 72.8719 | 71.6798 | 70.043 | 68.8435 | 67.2065 | 65.5921 | 63.5898 | 61.6166 | 59.6818 | 57.789 | 55.9378 | 54.1321 | 52.3686 | 50.6473 | 48.9667 | 47.328 | 45.7289 | 44.1702 | 42.6516 | 41.1723 | 39.7313 | 38.3279 | 36.9614 | 35.6314 | 34.3375 | 33.0792
| 23FP | Measured Non Household - Consumption | 19FP-34FP | Ml/d | 2 | 31.6361 | 32.2222 | 32.4049 | 32.4378 | 32.5799 | 32.7591 | 32.336 | 32.3167 | 32.2793 | 32.2436 | 32.2085 | 32.1731 | 32.1386 | 32.1043 | 32.0704 | 32.0366 | 32.003 | 31.9695 | 31.9361 | 31.9041 | 31.8723 | 31.8405 | 31.8089 | 31.7774 | 31.746 | 31.7146 | 31.6833 | 31.6522 | 31.6211 | 31.5903 | 31.5596 | 31.5289 | 31.4984 | 31.4679
| 24FP | Unmeasured Non Household - Consumption | 20FP-35FP | Ml/d | 2 | 0.85933 | 0.80216 | 0.77559 | 0.75022 | 0.72596 | 0.70273 | 0.68045 | 0.65908 | 0.63856 | 0.61883 | 0.59987 | 0.58162 | 0.56407 | 0.54717 | 0.5309 | 0.51522 | 0.50012 | 0.48555 | 0.47151 | 0.45797 | 0.44491 | 0.43231 | 0.42015 | 0.40842 | 0.39709 | 0.38616 | 0.3756 | 0.36541 | 0.35557 | 0.34606 | 0.33688 | 0.32801 | 0.31944 | 0.31116
| 25FP | Measured Household - Consumption | 21FP-36FP | Ml/d | 2 | 22.3583 | 26.5433 | 28.1394 | 29.7561 | 31.1487 | 32.2678 | 33.573 | 34.593 | 35.8282 | 37.2946 | 38.44 | 39.8667 | 40.9576 | 42.0013 | 42.6472 | 43.2151 | 43.7166 | 44.1564 | 44.536 | 44.8582 | 45.1242 | 45.3347 | 45.4907 | 45.5955 | 45.6515 | 45.6589 | 45.6184 | 45.532 | 45.4005 | 45.2235 | 45.0035 | 44.7411 | 44.438 | 44.0947
| 26FP | Unmeasured Household - Consumption | 22FP-37FP | Ml/d | 2 | 80.3569 | 78.7379 | 77.5638 | 76.3815 | 74.685 | 72.5139 | 70.866 | 68.7684 | 67.185 | 66.0953 | 64.5591 | 63.4584 | 61.9184 | 60.3993 | 58.4905 | 56.6092 | 54.7646 | 52.9603 | 51.1961 | 49.4759 | 47.7963 | 46.1573 | 44.5576 | 42.9983 | 41.4772 | 39.9951 | 38.5518 | 37.1463 | 35.7778 | 34.4456 | 33.1491 | 31.8877 | 30.6613 | 29.4691
| 27 - | Percentage of consumption driven by climate change | n/a in FP | - | 1 | - | - | - | - | bar: 2020-21 to 2049-50
| 28 - | Volume of consumption driven by climate change | n/a in FP | - | 1 |  | - | - | - | bar: 2020-21 to 2049-50
PCC and consumption by component | 29FP | Measured Household - PCC | (25FP*1,000,000)/(51FP*1,000) | l/h/d | 1 | 112 | 119 | 120 | 121 | 121 | 120 | 120 | 119 | 119 | 119 | 119 | 120 | 119 | 119 | 118 | 117 | 115 | 114 | 113 | 111 | 110 | 109 | 107 | 106 | 104 | 103 | 101 | 99 | 98 | 96 | 95 | 93 | 91 | 90
| 29.1FP | Measured toilet flushing | Input brief explanation here | l/h/d | 1 | 26.1413 | 27.7795 | 27.977 | 28.1773 | 28.1705 | 27.9465 | 27.9098 | 27.6593 | 27.6063 | 27.7498 | 27.6778 | 27.8309 | 27.7734 | 27.7098 | 27.4172 | 27.1215 | 26.8208 | 26.5137 | 26.2005 | 25.8829 | 25.5593 | 25.2291 | 24.8935 | 24.5516 | 24.2046 | 23.852 | 23.4936 | 23.1297 | 22.7604 | 22.3856 | 22.0049 | 21.6194 | 21.2293 | 20.8344
| 29.2FP | Measured personal washing | Input brief explanation here | l/h/d | 1 | 46.4293 | 49.339 | 49.6899 | 50.0455 | 50.0334 | 49.6356 | 49.5704 | 49.1255 | 49.0313 | 49.2862 | 49.1584 | 49.4302 | 49.3281 | 49.2152 | 48.6955 | 48.1704 | 47.6362 | 47.0908 | 46.5346 | 45.9704 | 45.3956 | 44.8093 | 44.2131 | 43.606 | 42.9896 | 42.3634 | 41.7268 | 41.0805 | 40.4247 | 39.7589 | 39.0828 | 38.3982 | 37.7052 | 37.0039
| 29.3FP | Measured clothes washing | Input brief explanation here | l/h/d | 1 | 13.8402 | 14.7076 | 14.8122 | 14.9182 | 14.9146 | 14.796 | 14.7766 | 14.644 | 14.6159 | 14.6919 | 14.6538 | 14.7348 | 14.7043 | 14.6707 | 14.5158 | 14.3592 | 14.2 | 14.0374 | 13.8716 | 13.7034 | 13.5321 | 13.3573 | 13.1796 | 12.9986 | 12.8149 | 12.6282 | 12.4384 | 12.2458 | 12.0503 | 11.8518 | 11.6503 | 11.4462 | 11.2397 | 11.0306
| 29.4FP | Measured dish washing | Input brief explanation here | l/h/d | 1 | 10.8427 | 11.5222 | 11.6042 | 11.6872 | 11.6844 | 11.5915 | 11.5763 | 11.4724 | 11.4504 | 11.5099 | 11.4801 | 11.5435 | 11.5197 | 11.4933 | 11.372 | 11.2493 | 11.1246 | 10.9972 | 10.8673 | 10.7356 | 10.6013 | 10.4644 | 10.3252 | 10.1834 | 10.0395 | 9.8932 | 9.7445 | 9.5936 | 9.4405 | 9.285 | 9.1271 | 8.9672 | 8.8054 | 8.6416
| 29.5FP | Measured miscellaneous internal use | Input brief explanation here | l/h/d | 1 | 13.7272 | 14.5875 | 14.6912 | 14.7964 | 14.7928 | 14.6752 | 14.6559 | 14.5244 | 14.4965 | 14.5719 | 14.5341 | 14.6145 | 14.5843 | 14.5509 | 14.3972 | 14.242 | 14.0841 | 13.9228 | 13.7583 | 13.5915 | 13.4216 | 13.2483 | 13.072 | 12.8925 | 12.7103 | 12.5251 | 12.3369 | 12.1458 | 11.9519 | 11.7551 | 11.5552 | 11.3527 | 11.1479 | 10.9405
| 29.6FP | Measured external use | Input brief explanation here | l/h/d | 1 | 1.4469 | 1.5376 | 1.5485 | 1.5596 | 1.5592 | 1.5468 | 1.5448 | 1.5309 | 1.528 | 1.5359 | 1.532 | 1.5404 | 1.5372 | 1.5337 | 1.5175 | 1.5012 | 1.4845 | 1.4675 | 1.4502 | 1.4326 | 1.4147 | 1.3964 | 1.3778 | 1.3589 | 1.3397 | 1.3202 | 1.3004 | 1.2802 | 1.2598 | 1.239 | 1.218 | 1.1966 | 1.175 | 1.1532
| 30FP | Unmeasured Household - PCC | (26FP*1,000,000)/(52FP*1,000) | l/h/d | 1 | 159 | 161 | 161 | 162 | 161 | 159 | 159 | 157 | 156 | 156 | 155 | 156 | 155 | 154 | 152 | 150 | 148 | 145 | 143 | 141 | 139 | 137 | 134 | 132 | 130 | 127 | 125 | 123 | 120 | 118 | 116 | 113 | 111 | 108
| 30.1FP | Unmeasured toilet flushing | Input brief explanation here | l/h/d | 1 | 34.5659 | 35.0517 | 35.1463 | 35.2398 | 35.0908 | 34.7013 | 34.5389 | 34.1355 | 33.9658 | 34.0312 | 33.8534 | 33.8947 | 33.6911 | 33.4808 | 33.0333 | 32.578 | 32.1161 | 31.6482 | 31.1745 | 30.6978 | 30.2161 | 29.7294 | 29.238 | 28.7424 | 28.2418 | 27.7375 | 27.2299 | 26.7191 | 26.2053 | 25.6887 | 25.1694 | 24.6479 | 24.1243 | 23.5988
| 30.2FP | Unmeasured personal washing | Input brief explanation here | l/h/d | 1 | 67.9523 | 68.9074 | 69.0934 | 69.2772 | 68.9842 | 68.2186 | 67.8993 | 67.1062 | 66.7726 | 66.9013 | 66.5517 | 66.6329 | 66.2326 | 65.8192 | 64.9395 | 64.0445 | 63.1364 | 62.2165 | 61.2852 | 60.3482 | 59.4011 | 58.4444 | 57.4783 | 56.5041 | 55.52 | 54.5286 | 53.5307 | 52.5264 | 51.5163 | 50.501 | 49.48 | 48.4548 | 47.4255 | 46.3923
| 30.3FP | Unmeasured clothes washing | Input brief explanation here | l/h/d | 1 | 19.0393 | 19.3069 | 19.359 | 19.4105 | 19.3284 | 19.1139 | 19.0244 | 18.8022 | 18.7087 | 18.7448 | 18.6469 | 18.6696 | 18.5575 | 18.4416 | 18.1951 | 17.9444 | 17.6899 | 17.4322 | 17.1713 | 16.9087 | 16.6434 | 16.3753 | 16.1046 | 15.8316 | 15.5559 | 15.2781 | 14.9985 | 14.7172 | 14.4342 | 14.1497 | 13.8636 | 13.5764 | 13.288 | 12.9985
| 30.4FP | Unmeasured dish washing | Input brief explanation here | l/h/d | 1 | 15.1683 | 15.3815 | 15.423 | 15.4641 | 15.3987 | 15.2278 | 15.1565 | 14.9795 | 14.905 | 14.9337 | 14.8557 | 14.8738 | 14.7845 | 14.6922 | 14.4958 | 14.296 | 14.0933 | 13.888 | 13.6801 | 13.4709 | 13.2595 | 13.046 | 12.8303 | 12.6129 | 12.3932 | 12.1719 | 11.9491 | 11.725 | 11.4995 | 11.2728 | 11.0449 | 10.8161 | 10.5863 | 10.3557
| 30.5FP | Unmeasured miscellaneous internal use | Input brief explanation here | l/h/d | 1 | 20.4372 | 20.7245 | 20.7804 | 20.8357 | 20.7476 | 20.5173 | 20.4213 | 20.1827 | 20.0824 | 20.1211 | 20.016 | 20.0404 | 19.92 | 19.7957 | 19.5311 | 19.2619 | 18.9888 | 18.7121 | 18.432 | 18.1502 | 17.8654 | 17.5776 | 17.2871 | 16.9941 | 16.6981 | 16.3999 | 16.0998 | 15.7978 | 15.494 | 15.1886 | 14.8815 | 14.5732 | 14.2636 | 13.9529
| 30.6FP | Unmeasured external use | Input brief explanation here | l/h/d | 1 | 1.6055 | 1.6281 | 1.6325 | 1.6368 | 1.6299 | 1.6118 | 1.6043 | 1.5855 | 1.5777 | 1.5807 | 1.5724 | 1.5744 | 1.5649 | 1.5551 | 1.5343 | 1.5132 | 1.4917 | 1.47 | 1.448 | 1.4259 | 1.4035 | 1.3809 | 1.3581 | 1.335 | 1.3118 | 1.2884 | 1.2648 | 1.2411 | 1.2172 | 1.1932 | 1.1691 | 1.1449 | 1.1205 | 1.0961
| 31FP | Average Household - PCC | ((25FP+26FP)*1,000,000))/(51FP+52FP*1,000) | l/h/d | 1 | 145.6964 | 148.0281 | 147.9751 | 147.9411 | 146.8967 | 144.8433 | 143.7777 | 141.7072 | 140.6505 | 140.603 | 139.5446 | 139.501 | 138.4583 | 137.4154 | 135.3611 | 133.3131 | 131.2672 | 129.2204 | 127.1729 | 125.1335 | 123.0927 | 121.0485 | 119.003 | 116.9545 | 114.9026 | 112.8483 | 110.7909 | 108.7305 | 106.6671 | 104.5996 | 102.5264 | 100.4508 | 98.3725 | 96.2909
| 32FP | Water Taken Unbilled | Calculated BL+Preferred options | Ml/d | 1 | 2.1046 | 2.1278 | 2.1438 | 2.1609 | 2.1787 | 2.1965 | 2.2143 | 2.2322 | 2.2502 | 2.2679 | 2.2851 | 2.3023 | 2.3195 | 2.3366 | 2.3537 | 2.3708 | 2.3878 | 2.4047 | 2.4217 | 2.4386 | 2.4555 | 2.4723 | 2.4891 | 2.5059 | 2.5226 | 2.5394 | 2.5561 | 2.5728 | 2.5895 | 2.6062 | 2.6229 | 2.6395 | 2.6561 | 2.6726
| 33FP | Distribution System Operational Use | Calculated BL+Preferred options | Ml/d | 1 | 2.4404 | 2.4672 | 2.4858 | 2.5057 | 2.5263 | 2.5469 | 2.5675 | 2.5883 | 2.6092 | 2.6297 | 2.6496 | 2.6696 | 2.6895 | 2.7094 | 2.7292 | 2.749 | 2.7687 | 2.7884 | 2.808 | 2.8276 | 2.8472 | 2.8667 | 2.8862 | 2.9056 | 2.9251 | 2.9445 | 2.9639 | 2.9833 | 3.0026 | 3.022 | 3.0413 | 3.0605 | 3.0798 | 3.099
Leakage | 34FP | Measured Non Household - USPL | Calculated BL+Preferred options | Ml/d | 2 | 0.40666 | 0.40958 | 0.41094 | 0.41224 | 0.41348 | 0.41466 | 0.4158 | 0.4169 | 0.41796 | 0.41898 | 0.41996 | 0.42091 | 0.42183 | 0.42273 | 0.42359 | 0.42444 | 0.42525 | 0.42605 | 0.42682 | 0.42758 | 0.42832 | 0.42903 | 0.42974 | 0.43042 | 0.43109 | 0.43175 | 0.43239 | 0.43301 | 0.43363 | 0.43423 | 0.43482 | 0.4354 | 0.43597 | 0.43652
| 35FP | Unmeasured Non Household - USPL | Calculated BL+Preferred options | Ml/d | 2 | 0.067192 | 0.063085 | 0.061127 | 0.05923 | 0.057391 | 0.05561 | 0.053884 | 0.052211 | 0.05059 | 0.04902 | 0.047498 | 0.046024 | 0.044595 | 0.043211 | 0.04187 | 0.04057 | 0.039311 | 0.038091 | 0.036908 | 0.035763 | 0.034652 | 0.033577 | 0.032535 | 0.031525 | 0.030546 | 0.029598 | 0.028679 | 0.027789 | 0.026926 | 0.026091 | 0.025281 | 0.024496 | 0.023736 | 0.022999
| 36FP | Measured Household - USPL | Calculated BL+Preferred options | Ml/d | 2 | 2.5408 | 2.8137 | 2.9488 | 3.0863 | 3.2247 | 3.3618 | 3.4972 | 3.6319 | 3.7658 | 3.8971 | 4.0254 | 4.1526 | 4.2784 | 4.4028 | 4.5259 | 4.6476 | 4.768 | 4.8871 | 5.005 | 5.1216 | 5.2371 | 5.3514 | 5.4645 | 5.5766 | 5.6876 | 5.7975 | 5.9065 | 6.0144 | 6.1214 | 6.2274 | 6.3324 | 6.4364 | 6.5395 | 6.6415
| 37FP | Unmeasured Household - USPL | Calculated BL+Preferred options | Ml/d | 2 | 6.6978 | 6.4587 | 6.3423 | 6.2281 | 6.1159 | 6.0057 | 5.8975 | 5.7913 | 5.6869 | 5.5845 | 5.4839 | 5.3851 | 5.2881 | 5.1928 | 5.0993 | 5.0074 | 4.9172 | 4.8287 | 4.7417 | 4.6562 | 4.5724 | 4.49 | 4.4091 | 4.3297 | 4.2517 | 4.1751 | 4.0999 | 4.026 | 3.9535 | 3.8823 | 3.8124 | 3.7437 | 3.6762 | 3.61
| 38FP | Void Properties - USPL | Calculated BL+Preferred options | Ml/d | 2 | 0.6279 | 0.58015 | 0.58198 | 0.58403 | 0.58624 | 0.58846 | 0.59069 | 0.59297 | 0.59529 | 0.59757 | 0.59977 | 0.60198 | 0.60422 | 0.60646 | 0.60871 | 0.61096 | 0.61323 | 0.6155 | 0.61779 | 0.62008 | 0.62238 | 0.62469 | 0.62702 | 0.62935 | 0.6317 | 0.63406 | 0.63643 | 0.63881 | 0.64121 | 0.64362 | 0.64603 | 0.64846 | 0.65089 | 0.65333
| 39FP | Distribution Losses | Calculated BL+Preferred options | Ml/d | 2 | 21.6933 | 23.0424 | 23.0224 | 22.9503 | 22.1434 | 21.3358 | 20.5277 | 19.7184 | 18.908 | 18.0544 | 17.2019 | 16.3488 | 15.7009 | 15.0528 | 14.1984 | 13.3437 | 12.4886 | 11.6332 | 10.7773 | 10.3326 | 9.8876 | 9.4422 | 8.9964 | 8.5502 | 8.1037 | 7.6567 | 7.2094 | 6.7616 | 6.3135 | 5.865 | 5.4162 | 4.9671 | 4.5177 | 4.0681
| 40FP | Total Leakage | Sum(34FP:39FP) | Ml/d | 2 | 32.0336 | 33.3675 | 33.3675 | 33.3202 | 32.5411 | 31.762 | 30.9828 | 30.2037 | 29.4246 | 28.6015 | 27.7785 | 26.9554 | 26.3381 | 25.7208 | 24.8977 | 24.0747 | 23.2516 | 22.4285 | 21.6055 | 21.1939 | 20.7824 | 20.3709 | 19.9593 | 19.5478 | 19.1363 | 18.7247 | 18.3132 | 17.9017 | 17.4901 | 17.0786 | 16.6671 | 16.2555 | 15.844 | 15.4325
| 41FP | Total Leakage | (40FP*1,000,000)/(48FP*1,000) | l/prop/d | 2 | 95.1592 | 99.8055 | 99.0473 | 98.1089 | 95.0187 | 91.9793 | 88.9917 | 86.0458 | 83.1425 | 80.176 | 77.2725 | 74.4127 | 72.1602 | 69.9442 | 67.2059 | 64.5095 | 61.8535 | 59.2366 | 56.6579 | 55.1879 | 53.7393 | 52.3117 | 50.9043 | 49.5164 | 48.1477 | 46.7975 | 45.4656 | 44.1515 | 42.8548 | 41.5753 | 40.3128 | 39.0669 | 37.8372 | 36.6235
Customer: Properties | 42FP | Measured Non Household - Properties | Input (total, excluding voids) | 000's | 2 | 17.8849 | 18.0137 | 18.0734 | 18.1304 | 18.1849 | 18.2371 | 18.2872 | 18.3355 | 18.3819 | 18.4267 | 18.47 | 18.5119 | 18.5524 | 18.5917 | 18.6298 | 18.6668 | 18.7028 | 18.7378 | 18.7719 | 18.8051 | 18.8375 | 18.8691 | 18.9 | 18.9301 | 18.9596 | 18.9884 | 19.0165 | 19.0441 | 19.0712 | 19.0976 | 19.1236 | 19.1491 | 19.174 | 19.1985
| 43FP | Unmeasured Non Household - Properties | Input (total, excluding voids) | 000's | 2 | 1.9374 | 1.8189 | 1.7625 | 1.7078 | 1.6548 | 1.6034 | 1.5536 | 1.5054 | 1.4587 | 1.4134 | 1.3695 | 1.327 | 1.2858 | 1.2459 | 1.2072 | 1.1698 | 1.1335 | 1.0983 | 1.0642 | 1.0311 | 0.99914 | 0.96812 | 0.93807 | 0.90895 | 0.88074 | 0.8534 | 0.82691 | 0.80124 | 0.77637 | 0.75227 | 0.72892 | 0.70629 | 0.68437 | 0.66313
| 44FP | All void non-households - properties | Input (voids in each year) | 000's | 2 | 2.1546 | 2.1544 | 2.1542 | 2.1538 | 2.1534 | 2.153 | 2.1525 | 2.1519 | 2.1514 | 2.1509 | 2.1503 | 2.1498 | 2.1493 | 2.1488 | 2.1483 | 2.1479 | 2.1474 | 2.147 | 2.1467 | 2.1463 | 2.146 | 2.1458 | 2.1455 | 2.1453 | 2.1451 | 2.145 | 2.1449 | 2.1448 | 2.1448 | 2.1448 | 2.1448 | 2.1449 | 2.145 | 2.1451
| 45FP | Measured Household - Properties (excl voids) | Pre-plan year = input. Forecast years = Previous year 45FP + sum(45.1FP:45.6FP) | 000's | 2 | 105.8759 | 111.7549 | 117.641 | 123.6418 | 129.6854 | 135.6709 | 141.591 | 147.4805 | 153.3349 | 159.0786 | 164.6951 | 170.2603 | 175.7721 | 181.2179 | 186.6116 | 191.9459 | 197.2243 | 202.4485 | 207.6198 | 212.7393 | 217.8081 | 222.8248 | 227.7936 | 232.7163 | 237.5931 | 242.4266 | 247.216 | 251.9634 | 256.6694 | 261.3335 | 265.9546 | 270.5328 | 275.0704 | 279.5658
| 45.1FP | New properties | Input (new builds in each year) | 000's | 2 | 1.7312 | 2.4392 | 2.5082 | 2.6838 | 2.7863 | 2.787 | 2.779 | 2.8051 | 2.8255 | 2.7694 | 2.6957 | 2.6971 | 2.6954 | 2.6801 | 2.6779 | 2.6673 | 2.6595 | 2.6525 | 2.6459 | 2.6396 | 2.6335 | 2.6254 | 2.6205 | 2.6167 | 2.6124 | 2.6098 | 2.6059 | 2.6031 | 2.6004 | 2.5964 | 2.5907 | 2.5844 | 2.5796 | 2.5728
| 45.2FP | Meter optants - properties | Input (meter optants in each year) | 000's | 2 | 3.0062 | 3.2073 | 3.1496 | 3.0928 | 3.0371 | 2.9824 | 2.9287 | 2.8759 | 2.8241 | 2.7732 | 2.7233 | 2.6742 | 2.626 | 2.5787 | 2.5323 | 2.4867 | 2.4419 | 2.3979 | 2.3547 | 2.3123 | 2.2706 | 2.2297 | 2.1895 | 2.1501 | 2.1114 | 2.0733 | 2.036 | 1.9993 | 1.9633 | 1.9279 | 1.8932 | 1.8591 | 1.8256 | 1.7927
| 45.3FP | Compulsory metering - properties | Input (compulsory meters in each year) | 000's | 2 | 0 | 0 | 0 | 0 | 0 | 0 | 0 | 0 | 0 | 0 | 0 | 0 | 0 | 0 | 0 | 0 | 0 | 0 | 0 | 0 | 0 | 0 | 0 | 0 | 0 | 0 | 0 | 0 | 0 | 0 | 0 | 0 | 0 | 0
| 45.4FP | Metering on change of occupancy - properties | Input (change of occupancy meters in each year) | 000's | 2 | 0 | 0 | 0 | 0 | 0 | 0 | 0 | 0 | 0 | 0 | 0 | 0 | 0 | 0 | 0 | 0 | 0 | 0 | 0 | 0 | 0 | 0 | 0 | 0 | 0 | 0 | 0 | 0 | 0 | 0 | 0 | 0 | 0 | 0
| 45.5FP | Selective metering properties | Input (selective meters in each year) | 000's | 2 | 0 | 0 | 0 | 0 | 0 | 0 | 0 | 0 | 0 | 0 | 0 | 0 | 0 | 0 | 0 | 0 | 0 | 0 | 0 | 0 | 0 | 0 | 0 | 0 | 0 | 0 | 0 | 0 | 0 | 0 | 0 | 0 | 0 | 0
| 45.6FP | Other changes to existing metering - properties | Input (other changes to meters in each year) | 000's | 2 | 0.17862 | 0.23253 | 0.22834 | 0.22422 | 0.22018 | 0.21622 | 0.21232 | 0.2085 | 0.20474 | 0.20105 | 0.19743 | 0.19388 | 0.19038 | 0.18695 | 0.18359 | 0.18028 | 0.17703 | 0.17384 | 0.17071 | 0.16764 | 0.16462 | 0.16165 | 0.15874 | 0.15588 | 0.15307 | 0.15031 | 0.14761 | 0.14495 | 0.14234 | 0.13977 | 0.13725 | 0.13478 | 0.13235 | 0.12997
| 45.7FP | Measured void households - properties | Input (voids in each year) | 000's | 2 | 3.7799 | 4.4069 | 4.6111 | 4.8187 | 5.0274 | 5.234 | 5.4381 | 5.641 | 5.8425 | 6.0401 | 6.2332 | 6.4245 | 6.6138 | 6.8008 | 6.9858 | 7.1687 | 7.3495 | 7.5284 | 7.7054 | 7.8805 | 8.0538 | 8.2252 | 8.3949 | 8.5629 | 8.7293 | 8.8941 | 9.0573 | 9.219 | 9.3792 | 9.5379 | 9.6951 | 9.8508 | 10.005 | 10.1577
| 46FP | Unmeasured households - properties (excl void) | Input (total) | 000's | 2 | 194.4558 | 187.5129 | 184.135 | 180.818 | 177.5607 | 174.362 | 171.2211 | 168.1366 | 165.1078 | 162.1335 | 159.2128 | 156.3447 | 153.5283 | 150.7626 | 148.0467 | 145.3797 | 142.7608 | 140.1891 | 137.6637 | 135.1838 | 132.7486 | 130.3572 | 128.0089 | 125.7029 | 123.4385 | 121.2149 | 119.0313 | 116.887 | 114.7814 | 112.7137 | 110.6832 | 108.6894 | 106.7314 | 104.8087
| 47FP | Unmeasured void households - properties | Input (voids in each year) | 000's | 2 | 10.5435 | 8.6636 | 8.5075 | 8.3542 | 8.2037 | 8.056 | 7.9108 | 7.7683 | 7.6284 | 7.491 | 7.356 | 7.2235 | 7.0934 | 6.9656 | 6.8401 | 6.7169 | 6.5959 | 6.4771 | 6.3604 | 6.2458 | 6.1333 | 6.0228 | 5.9143 | 5.8078 | 5.7032 | 5.6004 | 5.4995 | 5.4005 | 5.3032 | 5.2077 | 5.1138 | 5.0217 | 4.9313 | 4.8424
| 48FP | Total Resource Zone Properties (incl voids) | SUM(42FP:45FP)+45.7FP+46FP+47FP | 000's | 2 | 336.6317 | 334.3254 | 336.8846 | 339.6247 | 342.4702 | 345.3164 | 348.1543 | 351.0192 | 353.9055 | 356.7341 | 359.487 | 362.2417 | 364.9951 | 367.7332 | 370.4696 | 373.1957 | 375.9143 | 378.6263 | 381.3321 | 384.0321 | 386.7265 | 389.4131 | 392.0954 | 394.7743 | 397.4495 | 400.1227 | 402.7925 | 405.4601 | 408.1256 | 410.7875 | 413.4441 | 416.0949 | 418.7414 | 421.3814
Customer: Population | 49FP | Measured Non Household - Population | Input (total) | 000's | 2 | 17.0779 | 17.0141 | 17.1255 | 17.2442 | 17.3725 | 17.5543 | 17.7555 | 17.9336 | 18.095 | 18.2488 | 18.4276 | 18.6453 | 18.8814 | 19.1015 | 19.327 | 19.6649 | 20.0019 | 20.2704 | 20.501 | 20.7051 | 20.9062 | 21.1056 | 21.291 | 21.4439 | 21.5871 | 21.73 | 21.8726 | 22.015 | 22.1571 | 22.2989 | 22.4402 | 22.5812 | 22.7221 | 22.8624
| 50FP | Unmeasured Non Household - Population | Input (total) | 000's | 2 | 0 | 0 | 0 | 0 | 0 | 0 | 0 | 0 | 0 | 0 | 0 | 0 | 0 | 0 | 0 | 0 | 0 | 0 | 0 | 0 | 0 | 0 | 0 | 0 | 0 | 0 | 0 | 0 | 0 | 0 | 0 | 0 | 0 | 0
| 51FP | Measured Household - Population | Input (total) | 000's | 2 | 198.8682 | 222.1693 | 233.8657 | 245.5448 | 257.0978 | 268.4695 | 279.6958 | 290.804 | 301.766 | 312.4925 | 322.9275 | 333.0707 | 342.8934 | 352.4375 | 361.6771 | 370.4881 | 378.9899 | 387.237 | 395.2336 | 402.9795 | 410.5013 | 417.813 | 424.9038 | 431.8118 | 438.5411 | 445.0965 | 451.4866 | 457.7207 | 463.8027 | 469.731 | 475.5319 | 481.1885 | 486.7114 | 492.1057
| 52FP | Unmeasured Household - Population | Input (total) | 000's | 2 | 506.1264 | 489.0552 | 480.4658 | 471.8869 | 463.365 | 454.9446 | 446.6963 | 438.5978 | 430.6393 | 422.8399 | 415.1813 | 407.6054 | 400.1175 | 392.7524 | 385.4933 | 378.3077 | 371.2446 | 364.3215 | 357.5371 | 350.8883 | 344.381 | 338.0161 | 331.7858 | 325.6954 | 319.7422 | 313.9227 | 308.2345 | 302.6753 | 297.2407 | 291.9268 | 286.7357 | 281.6609 | 276.706 | 271.87
| 53FP | Total Resource Zone Population | 49FP+Sum(50FP:52FP) | 000's | 2 | 722.0725 | 728.2386 | 731.457 | 734.6759 | 737.8352 | 740.9684 | 744.1475 | 747.3354 | 750.5003 | 753.5812 | 756.5364 | 759.3214 | 761.8923 | 764.2913 | 766.4973 | 768.4608 | 770.2363 | 771.8289 | 773.2717 | 774.5729 | 775.7885 | 776.9347 | 777.9806 | 778.9512 | 779.8703 | 780.7492 | 781.5937 | 782.411 | 783.2005 | 783.9566 | 784.7078 | 785.4307 | 786.1395 | 786.8382
Occupancy | 54FP | Measured Household - Occupancy Rate (average) (excl voids) | 51FP/45FP | h/prop | 1 | 1.8783 | 1.988 | 1.988 | 1.9859 | 1.9825 | 1.9788 | 1.9754 | 1.9718 | 1.968 | 1.9644 | 1.9608 | 1.9562 | 1.9508 | 1.9448 | 1.9381 | 1.9302 | 1.9216 | 1.9128 | 1.9036 | 1.8942 | 1.8847 | 1.8751 | 1.8653 | 1.8555 | 1.8458 | 1.836 | 1.8263 | 1.8166 | 1.807 | 1.7974 | 1.788 | 1.7787 | 1.7694 | 1.7602
| 55FP | Unmeasured Household - Occupancy Rate | 52BL/46BL | h/prop | 1 | 2.6028 | 2.6081 | 2.6093 | 2.6097 | 2.6096 | 2.6092 | 2.6089 | 2.6086 | 2.6082 | 2.608 | 2.6077 | 2.6071 | 2.6061 | 2.6051 | 2.6039 | 2.6022 | 2.6005 | 2.5988 | 2.5972 | 2.5956 | 2.5942 | 2.593 | 2.5919 | 2.591 | 2.5903 | 2.5898 | 2.5895 | 2.5895 | 2.5896 | 2.59 | 2.5906 | 2.5914 | 2.5925 | 2.594
Metering | 56FP | Total Household Metering penetration (excl. voids) | 45FP/45FP+46FP | % | 0 | 35.25% | 37.34% | 38.98% | 40.61% | 42.21% | 43.76% | 45.26% | 46.73% | 48.15% | 49.52% | 50.85% | 52.13% | 53.38% | 54.59% | 55.76% | 56.9% | 58.01% | 59.09% | 60.13% | 61.15% | 62.13% | 63.09% | 64.02% | 64.93% | 65.81% | 66.67% | 67.5% | 68.31% | 69.1% | 69.87% | 70.61% | 71.34% | 72.05% | 72.73%
| 57FP | Total Household Metering penetration (incl. voids) | 45FP/(45FP+45.7FP+46FP+47FP) | % | 0 | 33.65% | 35.78% | 37.36% | 38.93% | 40.47% | 41.96% | 43.41% | 44.82% | 46.2% | 47.52% | 48.8% | 50.04% | 51.24% | 52.41% | 53.55% | 54.65% | 55.72% | 56.77% | 57.78% | 58.76% | 59.72% | 60.64% | 61.55% | 62.43% | 63.28% | 64.11% | 64.92% | 65.71% | 66.47% | 67.22% | 67.94% | 68.65% | 69.33% | 70%
|  | Company: | Dŵr Cymru Welsh Water
|  | Resource Zone Name: | Tywi Gower
|  | Resource Zone Number: | 8201
|  | Planning Scenario Name: | Dry Year Annual Average
|  | Chosen Level of Service: | 1 in 20

## 9. FP SDB
Table 9: Final planning water supply
| Row Ref | Component | Derivation | Unit | Decimal places | 2015-16 | For info 2017-18 | For info 2018-19 | For info 2019-20 | 2020-21 | 2021-22 | 2022-23 | 2023-24 | 2024-25 | 2025-26 | 2026-27 | 2027-28 | 2028-29 | 2029-30 | 2030-31 | 2031-32 | 2032-33 | 2033-34 | 2034-35 | 2035-36 | 2036-37 | 2037-38 | 2038-39 | 2039-40 | 2040-41 | 2041-42 | 2042-43 | 2043-44 | 2044-45 | 2045-46 | 2046-47 | 2047-48 | 2048-49 | 2049-50
SDB | 11FP | Distribution Input | 19FP+20FP+21FP+22FP+32FP+33FP+38FP+39FP | Ml/d | 2 | 171.7893 | 176.2681 | 176.8809 | 177.3125 | 176.3856 | 174.7489 | 173.22 | 171.3614 | 170.2151 | 169.7514 | 168.5206 | 168.007 | 166.9258 | 165.8188 | 163.7198 | 161.5706 | 159.3923 | 157.1934 | 154.9748 | 153.1563 | 151.3227 | 149.4747 | 147.612 | 145.739 | 143.8557 | 141.9634 | 140.0623 | 138.1536 | 136.2372 | 134.3123 | 132.3802 | 130.4413 | 128.4969 | 126.547
| 12FP | Water Available For Use (own sources) | 7FP-(9FP+10FP) | Ml/d | 2 | 219.6841 | 218.0776 | 218.0776 | 218.0776 | 218.0776 | 218.0776 | 218.0776 | 218.0776 | 218.0776 | 218.0776 | 218.0776 | 218.0776 | 218.0776 | 218.0776 | 218.0776 | 218.0776 | 218.0776 | 218.0776 | 218.0776 | 218.0776 | 218.0776 | 218.0776 | 218.0776 | 218.0776 | 218.0776 | 218.0776 | 218.0776 | 218.0776 | 218.0776 | 218.0776 | 218.0776 | 218.0776 | 218.0776 | 218.0776
| 13FP | Total Water Available For Use | 12FP+(2FP+3FP)-(5FP+6FP) | Ml/d | 2 | 207.6541 | 206.0476 | 206.0476 | 206.0476 | 206.0476 | 206.0476 | 206.0476 | 206.0476 | 206.0476 | 206.0476 | 206.0476 | 206.0476 | 206.0476 | 206.0476 | 206.0476 | 206.0476 | 206.0476 | 206.0476 | 206.0476 | 206.0476 | 206.0476 | 206.0476 | 206.0476 | 206.0476 | 206.0476 | 206.0476 | 206.0476 | 206.0476 | 206.0476 | 206.0476 | 206.0476 | 206.0476 | 206.0476 | 206.0476
| 14FP | Target headroom (climate change component) | Input | Ml/d | 2 | 0.03428 | 0.070472 | 0.10584 | 0.14221 | 0.17745 | 0.21372 | 0.24606 | 0.27978 | 0.31715 | 0.28014 | 0.30721 | 0.34209 | 0.36712 | 0.39047 | 0.33393 | 0.35122 | 0.37412 | 0.39319 | 0.40604 | 0.33814 | 0.34978 | 0.36203 | 0.37376 | 0.38275 | 0.30472 | 0.31136 | 0.32109 | 0.33137 | 0.33071 | 0.33665 | 0.34241 | 0.3445 | 0.35268 | 0.34497
| 15FP | Target headroom (All other components) | Input | Ml/d | 2 | 9.5213 | 9.6545 | 9.7825 | 9.9672 | 10.1261 | 10.3463 | 10.3734 | 10.3782 | 10.5025 | 8.2505 | 8.4375 | 8.5901 | 8.6162 | 8.6033 | 7.4152 | 8.1226 | 8.7758 | 9.4295 | 10.1594 | 9.4776 | 10.2249 | 11.0105 | 11.8112 | 12.7721 | 11.8926 | 12.7587 | 13.5906 | 14.3667 | 15.3023 | 16.1637 | 16.9606 | 17.6886 | 18.4346 | 19.2322
| 16FP | Target Headroom | 14FP+15FP | Ml/d | 2 | 9.5556 | 9.725 | 9.8884 | 10.1094 | 10.3036 | 10.56 | 10.6195 | 10.658 | 10.8197 | 8.5307 | 8.7447 | 8.9322 | 8.9833 | 8.9938 | 7.7492 | 8.4738 | 9.1499 | 9.8227 | 10.5654 | 9.8157 | 10.5747 | 11.3725 | 12.1849 | 13.1549 | 12.1973 | 13.07 | 13.9117 | 14.6981 | 15.633 | 16.5004 | 17.303 | 18.0331 | 18.7873 | 19.5772
| 17FP | Available Headroom | 13FP-11FP | Ml/d | 2 | 35.8648 | 29.7795 | 29.1667 | 28.7351 | 29.6621 | 31.2987 | 32.8276 | 34.6862 | 35.8325 | 36.2962 | 37.527 | 38.0406 | 39.1218 | 40.2288 | 42.3278 | 44.477 | 46.6553 | 48.8542 | 51.0728 | 52.8913 | 54.7249 | 56.5729 | 58.4356 | 60.3086 | 62.1919 | 64.0842 | 65.9853 | 67.894 | 69.8104 | 71.7354 | 73.6674 | 75.6063 | 77.5507 | 79.5006
| 18FP | Supply Demand Balance | 17FP-16FP | Ml/d | 2 | 26.3092 | 20.0545 | 19.2784 | 18.6257 | 19.3585 | 20.7386 | 22.2081 | 24.0282 | 25.0129 | 27.7656 | 28.7823 | 29.1084 | 30.1385 | 31.235 | 34.5787 | 36.0032 | 37.5054 | 39.0316 | 40.5074 | 43.0756 | 44.1503 | 45.2004 | 46.2507 | 47.1538 | 49.9946 | 51.0142 | 52.0736 | 53.1959 | 54.1774 | 55.235 | 56.3644 | 57.5732 | 58.7634 | 59.9235
|  | Company: | Dŵr Cymru Welsh Water
|  | Resource Zone Name: | Tywi Gower
|  | Resource Zone Number: | 8201
|  | Planning Scenario Name: | Dry Year Annual Average
|  | Chosen Level of Service: | 1 in 20

## 10. Drought plan links
Table 10: Drought plan links and Deployable Output Overview
10.1 Planning scenarios |  |  |  |  | 10.2 Water resources management plan | [7 empty] | 10.3 Drought plan | [5 empty] | 10.4 Demand
Drought Scenarios | Drought Description | Drought Severity | Plan in which scenario is used (highlights overlaps) |  | WRMP DO of Sources (not including drought measures) | WRMP Additional Yield from Drought Supply Measures (eg drought permits or orders) |  |  | WRMP Impact on DO of drought plan Demand Restrictions (eg TUBs) |  |  | WRMP DO Levels of Service | Drought Plan Additional Yield from Further Supply Measures (eg drought permits or orders) |  |  | Drought Plan Impact on DO of Further Demand Restrictions (eg TUBs) |  |  | Unrestricted Demand | Restricted Demand
|  |  | WRMP | Drought Plan | DO (Ml/d) | Description | Marginal Benefit (Ml/d) | DO (Ml/d) | Description | Marginal Benefit (Ml/d) | DO (Ml/d) | DO (Ml/d) | Description | Marginal Benefit (Ml/d) | DO (Ml/d) | Description | Marginal Benefit (Ml/d) | DO (Ml/d) | Ml/d | Ml/d
Historic Droughts | 1984 | 2.4% chance in any given year | Y | Y | 221.68 | n/a | 0 | 221.68 | n/a | 0 | 221.68 | 221.68 | n/a | 0 | 221.68 | n/a | 0 | 221.68 | 221.68 | 221.68
| 0 | 0 | 0 | 0 | 0 | 0 | 0 | 0 | 0 | 0 | 0 | 0 | 0 | 0 | 0 | 0 | 0 | 0 | 0 | 0
Additional Drought Scenarios | 1 in 200 | Severe Drought | Y | n | 221.68 | n/a | 0 | 221.68 | n/a | 0 | 221.68 | 221.68 | n/a | 0 | 221.68 | n/a | 0 | 221.68 | 221.68 | 221.68
| 0 | 0 | 0 | 0 | 0 | 0 | 0 | 0 | 0 | 0 | 0 | 0 | 0 | 0 | 0 | 0 | 0 | 0 | 0 | 0
Reported DO for WRMP tables highlighted in yellow
10.5 Summary report
WRMP DO Overview | [8 empty] | Drought Plan Overview
DO Approach - The ‘explicit levels of service’ (UKWIR, 2014) approach LoS: >1 in 43 for TUBs and NEUBs Constraint on DO: Tycanol pumping station capacity reached Critical Year(s): 1984, 1976 Data length, quality: 43 years (1973-2015), confidence rating AC Approach to Drought Severity: worst historic in time series | [8 empty] | Please see Tywi Gower zonal summary in Appendix 1 of our Drought Plan.
Additional Drought Scenarios | [8 empty] | Drought Supply Measures and Demand Restrictions Further Details
Tested to 1 in 200 as per OFWAT PR19 guidance. | [8 empty] | For droughts more severe than 1 in 200, we would look to our drought supply side mitigation measures as outlined in our drought plan. Our current Drought Plan is available on https://welshwater.com/en/My-Water/Water-Resources/Drought-Plan.aspx
0
Impact on Supply Demand | [8 empty] | 0
EVA analysis of reservoir storage suggests that the 1 in 200 drought does not breach emergency storage, therefore we have assumed that the DO under this scenario is the same as the worst historic. | [8 empty] | 0
0
Demands | [8 empty] | 0
Demand reductions have not been triggered in the baseline DO model run. | [8 empty] | 0
0 | [8 empty] | 0
0 | [8 empty] | 0
0 | [8 empty] | 0