## TITLE PAGE
Water Resources Planning Tables 2019
v15 - June 2018
All queries on the content of this workbook should be sent to:
water-company-plan@environment-agency.gov.uk
Water resource zone information
Company: |  | Dŵr Cymru Welsh Water
Resource Zone Name: |  | Tywyn Aberdyfi |  |  |  |  | Data validation: Cell D20
Resource Zone Number: |  | 8021 |  |  |  |  | Dry Year Annual Average
Planning Scenario Name: |  | Dry Year Annual Average | DYAA | Normal Year Annual Average |  |  | Dry Year Critical Period
Chosen Level of Service: |  | 1 in 20 |  |  |  |  | Dry Year Annual Average - benchmarking data
Base Year: |  | 2015-16 |  |  |  |  | Dry Year Critical Period - benchmarking data
Responsible Officer: |  | Ian Brown | Signed: |  | Dated: | 2019-08-21
Version: |  | DryYr_TywynAberdyfi _FinalPlan_Version8 |  | [Digital signature is acceptable]
Key to cells
Clear cells - indicate an input is required
Yellow shaded cells - indicates a formula.
Blue shaded cells - indicate base year data.
Light grey shaded cells - indicate preceding years.
Dark grey cells - indicate that no data entry is required.
Worksheet |  | Content
WRZ summary |  | Supply-Demand Balance and components
1. BL Licences |  | Baseline water resources
2. BL Supply |  | Baseline water supplies
3. BL Demand |  | Baseline demand
4. BL SDB |  | Baseline supply demand balance
5. Feasible options |  | Fixed and Variable costs, Net Present Value, AIC and AISC of all feasible options (confidential)
6. Preferred options |  | High level costs of preferred options (Dry Year) - publicly available
7. FP Supply |  | Final Planning water supplies (impact of Scenario options)
8. FP Demand |  | Final Planning demand (impact of Scenario options)
9. FP SDB |  | Final Planning supply demand balance
10. Drought plan links |  | Drought plan links

## WRZ summary
Summary graphs of water resources planning tables data
Dŵr Cymru Welsh Water
Tywyn Aberdyfi
DERIVATION | DESCRIPTION | UNITS |  | For info 2017-18 | For info 2018-19 | For info 2019-20 | 2020-21 | 2021-22 | 2022-23 | 2023-24 | 2024-25 | 2025-26 | 2026-27 | 2027-28 | 2028-29 | 2029-30 | 2030-31 | 2031-32 | 2032-33 | 2033-34 | 2034-35 | 2035-36 | 2036-37 | 2037-38 | 2038-39 | 2039-40 | 2040-41 | 2041-42 | 2042-43 | 2043-44 | 2044-45 | 2045-46 | 2046-47 | 2047-48 | 2048-49 | 2049-50
SUPPLY
13BL | Total water available for use | Ml/d | 1.1437 | 1.0542 | 1.0252 | 0.9962 | 0.96722 | 0.93825 | 0.90927 | 0.88029 | 0.85132 | 0.82234 | 0.79336 | 0.76438 | 0.73541 | 0.70643 | 0.6847 | 0.67745 | 0.67021 | 0.66296 | 0.65572 | 0.64848 | 0.64123 | 0.63399 | 0.62674 | 0.6195 | 0.61225 | 0.60501 | 0.59777 | 0.59052 | 0.58328 | 0.57603 | 0.56879 | 0.56154 | 0.5543 | 0.54706
13FP | Total water available for use | Ml/d | 1.1437 | 1.0542 | 1.0252 | 0.9962 | 0.96722 | 0.93825 | 1.8093 | 1.7803 | 1.7513 | 1.7223 | 1.6934 | 1.6644 | 1.6354 | 1.6064 | 1.5847 | 1.5775 | 1.5702 | 1.563 | 1.5557 | 1.5485 | 1.5412 | 1.534 | 1.5267 | 1.5195 | 1.5123 | 1.505 | 1.4978 | 1.4905 | 1.4833 | 1.476 | 1.4688 | 1.4615 | 1.4543 | 1.4471
DEMAND
26BL | Unmeasured household consumption | Ml/d | 0.35457 | 0.33527 | 0.32355 | 0.31048 | 0.29615 | 0.28209 | 0.27035 | 0.25732 | 0.24651 | 0.23773 | 0.22769 | 0.21939 | 0.20993 | 0.20083 | 0.19081 | 0.18123 | 0.17208 | 0.16335 | 0.15504 | 0.14711 | 0.13953 | 0.13232 | 0.12546 | 0.11895 | 0.11276 | 0.10689 | 0.10131 | 0.096025 | 0.09101 | 0.086255 | 0.081747 | 0.077477 | 0.073433 | 0.069604
26FP | Unmeasured household consumption | Ml/d | 0.35457 | 0.33527 | 0.32355 | 0.31048 | 0.29615 | 0.28209 | 0.27035 | 0.25732 | 0.24651 | 0.23773 | 0.22769 | 0.21939 | 0.20993 | 0.20083 | 0.19081 | 0.18123 | 0.17208 | 0.16335 | 0.15504 | 0.14711 | 0.13953 | 0.13232 | 0.12546 | 0.11895 | 0.11276 | 0.10689 | 0.10131 | 0.096025 | 0.09101 | 0.086255 | 0.081747 | 0.077477 | 0.073433 | 0.069604
25BL | Measured household consumption | Ml/d | 0.24953 | 0.28283 | 0.294 | 0.29616 | 0.29645 | 0.30327 | 0.31171 | 0.31727 | 0.32469 | 0.33423 | 0.34086 | 0.34991 | 0.3559 | 0.36143 | 0.36346 | 0.36485 | 0.36567 | 0.36599 | 0.36585 | 0.36528 | 0.36428 | 0.36288 | 0.36109 | 0.35894 | 0.35648 | 0.35369 | 0.35057 | 0.34719 | 0.34351 | 0.33956 | 0.33533 | 0.33088 | 0.32625 | 0.32144
25FP | Measured household consumption | Ml/d | 0.24953 | 0.28283 | 0.294 | 0.29616 | 0.29645 | 0.30327 | 0.31171 | 0.31727 | 0.32469 | 0.33423 | 0.34086 | 0.34991 | 0.3559 | 0.36143 | 0.36346 | 0.36485 | 0.36567 | 0.36599 | 0.36585 | 0.36528 | 0.36428 | 0.36288 | 0.36109 | 0.35894 | 0.35648 | 0.35369 | 0.35057 | 0.34719 | 0.34351 | 0.33956 | 0.33533 | 0.33088 | 0.32625 | 0.32144
23BL+24BL | Non-household consumption | Ml/d | 0.43569 | 0.43534 | 0.4367 | 0.43665 | 0.43746 | 0.43953 | 0.43503 | 0.43401 | 0.43301 | 0.43203 | 0.43108 | 0.43015 | 0.42925 | 0.42836 | 0.4275 | 0.42665 | 0.42582 | 0.425 | 0.4242 | 0.42341 | 0.42264 | 0.42188 | 0.42113 | 0.42038 | 0.41965 | 0.41893 | 0.41821 | 0.4175 | 0.4168 | 0.41611 | 0.41542 | 0.41473 | 0.41405 | 0.41338
23FP+24FP | Non-household consumption | Ml/d | 0.43569 | 0.43534 | 0.4367 | 0.43665 | 0.43746 | 0.43953 | 0.43503 | 0.43401 | 0.43301 | 0.43203 | 0.43108 | 0.43015 | 0.42925 | 0.42836 | 0.4275 | 0.42665 | 0.42582 | 0.425 | 0.4242 | 0.42341 | 0.42264 | 0.42188 | 0.42113 | 0.42038 | 0.41965 | 0.41893 | 0.41821 | 0.4175 | 0.4168 | 0.41611 | 0.41542 | 0.41473 | 0.41405 | 0.41338
40BL | Total leakage | Ml/d | 0.093701 | 0.22899 | 0.22899 | 0.22866 | 0.21985 | 0.21104 | 0.20223 | 0.19342 | 0.18461 | 0.17944 | 0.17428 | 0.16912 | 0.16524 | 0.16137 | 0.15621 | 0.15104 | 0.14588 | 0.14072 | 0.13555 | 0.13297 | 0.13039 | 0.12781 | 0.12522 | 0.12264 | 0.12006 | 0.11748 | 0.1149 | 0.11231 | 0.10973 | 0.10715 | 0.10457 | 0.10199 | 0.099404 | 0.096822
40FP | Total leakage | Ml/d | 0.093701 | 0.22899 | 0.22899 | 0.22866 | 0.21985 | 0.21104 | 0.20223 | 0.19342 | 0.18461 | 0.17944 | 0.17428 | 0.16912 | 0.16524 | 0.16137 | 0.15621 | 0.15104 | 0.14588 | 0.14072 | 0.13555 | 0.13297 | 0.13039 | 0.12781 | 0.12522 | 0.12264 | 0.12006 | 0.11748 | 0.1149 | 0.11231 | 0.10973 | 0.10715 | 0.10457 | 0.10199 | 0.099404 | 0.096822
11BL-(23BL:26BL)-40BL | Other components of demand | Ml/d | 0.040156 | 0.040316 | 0.040424 | 0.040553 | 0.040703 | 0.040792 | 0.040882 | 0.040975 | 0.041069 | 0.041169 | 0.041272 | 0.041376 | 0.041481 | 0.041587 | 0.041694 | 0.041797 | 0.041893 | 0.04199 | 0.042088 | 0.042187 | 0.042285 | 0.042384 | 0.042484 | 0.042584 | 0.042685 | 0.04279 | 0.042897 | 0.043008 | 0.043119 | 0.043225 | 0.043331 | 0.043434 | 0.043545 | 0.043669
11FP-(23FP:26FP)-40FP | Other components of demand | Ml/d | 0.040156 | 0.040316 | 0.040424 | 0.040553 | 0.040703 | 0.040792 | 0.040882 | 0.040975 | 0.041069 | 0.041169 | 0.041272 | 0.041376 | 0.041481 | 0.041587 | 0.041694 | 0.041797 | 0.041893 | 0.04199 | 0.042088 | 0.042187 | 0.042285 | 0.042384 | 0.042484 | 0.042584 | 0.042685 | 0.04279 | 0.042897 | 0.043008 | 0.043119 | 0.043225 | 0.043331 | 0.043434 | 0.043545 | 0.043669
| Total demand + target headroom (baseline) | Ml/d | 1.239 | 1.4782 | 1.5699 | 1.6498 | 1.7187 | 1.7952 | 1.8802 | 1.953 | 2.0299 | 2.0746 | 2.1552 | 2.2399 | 2.3218 | 2.4136 | 2.4297 | 2.4356 | 2.4413 | 2.4571 | 2.4727 | 2.451 | 2.4591 | 2.4673 | 2.4854 | 2.5035 | 2.4416 | 2.4498 | 2.4579 | 2.476 | 2.4842 | 2.5023 | 2.5104 | 2.5285 | 2.5367 | 2.5449
| Total demand + target headroom (final plan) | Ml/d | 1.239 | 1.4782 | 1.5699 | 1.6498 | 1.7187 | 1.7952 | 1.3394 | 1.3219 | 1.31 | 1.2894 | 1.2807 | 1.2766 | 1.2692 | 1.2616 | 1.2386 | 1.2278 | 1.2168 | 1.2074 | 1.1961 | 1.1777 | 1.1702 | 1.1623 | 1.1546 | 1.1466 | 1.1292 | 1.1211 | 1.1136 | 1.1065 | 1.0991 | 1.0915 | 1.0847 | 1.0764 | 1.0688 | 1.0615
SUPPLY-DEMAND BALANCE
16BL | Target headroom | Ml/d | 0.065365 | 0.1555 | 0.24619 | 0.3373 | 0.4281 | 0.51851 | 0.62 | 0.71 | 0.8 | 0.85 | 0.94 | 1.03 | 1.12 | 1.22 | 1.25 | 1.27 | 1.29 | 1.32 | 1.35 | 1.34 | 1.36 | 1.38 | 1.41 | 1.44 | 1.39 | 1.41 | 1.43 | 1.46 | 1.48 | 1.51 | 1.53 | 1.56 | 1.58 | 1.6
16FP | Target headroom | Ml/d | 0.065365 | 0.1555 | 0.24619 | 0.3373 | 0.4281 | 0.51851 | 0.07919 | 0.078951 | 0.080142 | 0.064809 | 0.065476 | 0.066627 | 0.067441 | 0.068069 | 0.05895 | 0.062232 | 0.065416 | 0.070353 | 0.073335 | 0.066695 | 0.071105 | 0.075035 | 0.079248 | 0.083071 | 0.07752 | 0.081309 | 0.085755 | 0.090491 | 0.09489 | 0.099225 | 0.10427 | 0.10789 | 0.11214 | 0.11653
17BL | Available headroom | Ml/d | -0.029954 | -0.26859 | -0.29848 | -0.3163 | -0.32339 | -0.33847 | -0.35093 | -0.3627 | -0.37856 | -0.40226 | -0.42182 | -0.44556 | -0.46639 | -0.48715 | -0.49498 | -0.48812 | -0.48113 | -0.47409 | -0.46701 | -0.46248 | -0.45789 | -0.45327 | -0.44864 | -0.444 | -0.43938 | -0.43477 | -0.43013 | -0.42552 | -0.4209 | -0.41627 | -0.41161 | -0.40696 | -0.40239 | -0.39786
17FP | Available headroom | Ml/d | -0.029954 | -0.26859 | -0.29848 | -0.3163 | -0.32339 | -0.33847 | 0.54907 | 0.5373 | 0.52144 | 0.49774 | 0.47818 | 0.45444 | 0.43361 | 0.41285 | 0.40502 | 0.41188 | 0.41887 | 0.42591 | 0.43299 | 0.43752 | 0.44211 | 0.44673 | 0.45136 | 0.456 | 0.46062 | 0.46523 | 0.46987 | 0.47448 | 0.4791 | 0.48373 | 0.48839 | 0.49304 | 0.49761 | 0.50214
Baseline Supply-Demand Balance:
|  | 2020-21 | 2021-22 | 2022-23 | 2023-24 | 2024-25 | 2025-26 | 2026-27 | 2027-28 | 2028-29 | 2029-30 | 2030-31 | 2031-32 | 2032-33 | 2033-34 | 2034-35 | 2035-36 | 2036-37 | 2037-38 | 2038-39 | 2039-40 | 2040-41 | 2041-42 | 2042-43 | 2043-44 | 2044-45 | 2045-46 | 2046-47 | 2047-48 | 2048-49 | 2049-50
| SDB (Ml/d) | -0.7515 | -0.85699 | -0.97093 | -1.0727 | -1.1786 | -1.2523 | -1.3618 | -1.4756 | -1.5864 | -1.7071 | -1.745 | -1.7581 | -1.7711 | -1.7941 | -1.817 | -1.8025 | -1.8179 | -1.8333 | -1.8586 | -1.884 | -1.8294 | -1.8448 | -1.8601 | -1.8855 | -1.9009 | -1.9263 | -1.9416 | -1.967 | -1.9824 | -1.9979
Final Planning Supply-Demand Balance:
|  | 2020-21 | 2021-22 | 2022-23 | 2023-24 | 2024-25 | 2025-26 | 2026-27 | 2027-28 | 2028-29 | 2029-30 | 2030-31 | 2031-32 | 2032-33 | 2033-34 | 2034-35 | 2035-36 | 2036-37 | 2037-38 | 2038-39 | 2039-40 | 2040-41 | 2041-42 | 2042-43 | 2043-44 | 2044-45 | 2045-46 | 2046-47 | 2047-48 | 2048-49 | 2049-50
| SDB (Ml/d) | -0.7515 | -0.85699 | 0.46988 | 0.45835 | 0.4413 | 0.43293 | 0.4127 | 0.38781 | 0.36617 | 0.34479 | 0.34607 | 0.34965 | 0.35345 | 0.35556 | 0.35966 | 0.37082 | 0.37101 | 0.37169 | 0.37211 | 0.37293 | 0.3831 | 0.38393 | 0.38412 | 0.38399 | 0.38421 | 0.38451 | 0.38412 | 0.38515 | 0.38548 | 0.3856
| Company: | 2026-27: Dŵr Cymru Welsh Water
| Resource Zone Name | 2026-27: Tywyn Aberdyfi
| Resource Zone Number: | 2026-27: 8021
| Planning Scenario Name: | 2026-27: Dry Year Annual Average
| Chosen Level of Service: | 2026-27: 1 in 20

## 1. BL Licences
Table 1: Baseline licences |  |  |  |  | deployable output (Ml/d)
Row ref | Derivation | Licence number | Source name | Source type | Deployable output (Ml/d) | Annual licensed quantity (Ml/d) | Constraints on deployable output | Additional notes (if desired)
All individual licences:
0.1BL | Sum (0.1BL+...) | - | - | - | 0 | 0 | -
- | Input
Input
Grouped licences | Derivation | Licence number | Source name | Source type | DYAA deployable output (Ml/d) | Annual licensed quantity (Ml/d)
0.2BL | Sum (0.2BL+...) | - | Total | - | 1.245 | - | -
- | - | Group #: 1 |  | - | 1.245 | - | -
- | Input | 23/64/13/0031 | FATHEW | SW:River | 0.21085 | 1.8619 | Daily abstraction licence reached at Afon Fathew. | 0
- | Input | 23/64/13/0032 | NANT BRAICH Y RHIW | SW:River | 1.0342 | 1.8619 | Daily abstraction licence reached at Afon Fathew. | 0
- | Input
- | Input
- | Input
Unused licences: | Derivation | Licence number | Source name | Source type | DYAA deployable output (Ml/d) | Annual licensed quantity (Ml/d) | Reason licence is unused
0.3BL | Sum (0.3BL+...) | - | - | - | 0 | 0 | -
Input
- | Input
New licences (within current AMP): | Derivation | Licence number | Source name | Source type | DYAA deployable output (Ml/d) | Annual licensed quantity (Ml/d) | Status of licence
0.4BL | Sum (0.4BL+...) | - | - | - | 0 | 0 | -
Input
- | Input
- | - | - | - | - | - | - | -
Company: |  | Dŵr Cymru Welsh Water
Resource Zone Name: |  | Tywyn Aberdyfi
Resource Zone Number: |  | 8021
Planning Scenario Name: |  | Dry Year Annual Average
Chosen Level of Service: |  | 1 in 20
README
Note on C3: Please list only individual licences (i.e. not used in conjunctive use systems).
Note on B9: If additional lines are required please insert into middle of group to ensure automatic calculations pick up all data.
Note on B18: If additional lines are required please insert into middle of group to ensure automatic calculations pick up all data. DO NOT DELETE DEFAULT INPUT ROWS - If unrequired leave blank.
Note on J19: Please state if a licence has been applied for, approved, granted, awaiting mobilisation, or other specified status.
Note on C31: Do not delete default inserted input lines. These are required to generate the autosum of all additional rows added. Additional rows which the user enters can be deleted.

## 2. BL Supply
Table 2: Baseline supply
| Row ref | Component | Derivation | Unit | decimal places | 2015-16 | For info 2017-18 | For info 2018-19 | For info 2019-20 | 2020-21 | 2021-22 | 2022-23 | 2023-24 | 2024-25 | 2025-26 | 2026-27 | 2027-28 | 2028-29 | 2029-30 | 2030-31 | 2031-32 | 2032-33 | 2033-34 | 2034-35 | 2035-36 | 2036-37 | 2037-38 | 2038-39 | 2039-40 | 2040-41 | 2041-42 | 2042-43 | 2043-44 | 2044-45 | 2045-46 | 2046-47 | 2047-48 | 2048-49 | 2049-50
| 1BL | Raw water abstracted | Input | Ml/d | 2 | 1.3156 | 1.482 | 1.4804 | 1.4666 | 1.4422 | 1.4257 | 1.4066 | 1.3868 | 1.3711 | 1.3633 | 1.3513 | 1.3434 | 1.3327 | 1.3219 | 1.3061 | 1.2913 | 1.2765 | 1.2615 | 1.2466 | 1.2341 | 1.2217 | 1.2091 | 1.1966 | 1.1841 | 1.1716 | 1.1591 | 1.1466 | 1.1341 | 1.1216 | 1.109 | 1.0965 | 1.0839 | 1.0715 | 1.0591
Resources | 2BL | Total raw water imported | sum(2.1BL+2.2BL+2.3BL...) | Ml/d | 2 | 0 | 0 | 0 | 0 | 0 | 0 | 0 | 0 | 0 | 0 | 0 | 0 | 0 | 0 | 0 | 0 | 0 | 0 | 0 | 0 | 0 | 0 | 0 | 0 | 0 | 0 | 0 | 0 | 0 | 0 | 0 | 0 | 0 | 0
| 2.1BL+ | Raw water imported from: None | Input | Ml/d | 2 | 0 | 0 | 0 | 0 | 0 | 0 | 0 | 0 | 0 | 0 | 0 | 0 | 0 | 0 | 0 | 0 | 0 | 0 | 0 | 0 | 0 | 0 | 0 | 0 | 0 | 0 | 0 | 0 | 0 | 0 | 0 | 0 | 0 | 0
| - | - | - | - | 2 | - | - | - | - | bar: 2020-21 to 2049-50
| 3BL | Total potable water imported | sum(3.1BL+3.2BL+3.3BL...) | Ml/d | 2 | 0 | 0 | 0 | 0 | 0 | 0 | 0 | 0 | 0 | 0 | 0 | 0 | 0 | 0 | 0 | 0 | 0 | 0 | 0 | 0 | 0 | 0 | 0 | 0 | 0 | 0 | 0 | 0 | 0 | 0 | 0 | 0 | 0 | 0
| 3.1BL+ | Potable water imported from: None | Input | Ml/d | 2 | 0 | 0 | 0 | 0 | 0 | 0 | 0 | 0 | 0 | 0 | 0 | 0 | 0 | 0 | 0 | 0 | 0 | 0 | 0 | 0 | 0 | 0 | 0 | 0 | 0 | 0 | 0 | 0 | 0 | 0 | 0 | 0 | 0 | 0
| - | - | - | - | 2 | - | - | - | - | bar: 2020-21 to 2049-50
| 5BL | Total raw water exported (raw exports and non potable uses) | sum(5.1BL+5.2BL+...) | Ml/d | 2 | 0 | 0 | 0 | 0 | 0 | 0 | 0 | 0 | 0 | 0 | 0 | 0 | 0 | 0 | 0 | 0 | 0 | 0 | 0 | 0 | 0 | 0 | 0 | 0 | 0 | 0 | 0 | 0 | 0 | 0 | 0 | 0 | 0 | 0
| 5.1BL | Non potable water supplied to: | Input | Ml/d | 2 | 0 | 0 | 0 | 0 | 0 | 0 | 0 | 0 | 0 | 0 | 0 | 0 | 0 | 0 | 0 | 0 | 0 | 0 | 0 | 0 | 0 | 0 | 0 | 0 | 0 | 0 | 0 | 0 | 0 | 0 | 0 | 0 | 0 | 0
| 5.2BL+ | Raw water export to: None | Input | Ml/d | 2 | 0 | 0 | 0 | 0 | 0 | 0 | 0 | 0 | 0 | 0 | 0 | 0 | 0 | 0 | 0 | 0 | 0 | 0 | 0 | 0 | 0 | 0 | 0 | 0 | 0 | 0 | 0 | 0 | 0 | 0 | 0 | 0 | 0 | 0
| - |  | - | - | 2 | - | - | - | - | bar: 2020-21 to 2049-50
| 6BL | Total potable water exported | sum(6.1BL+6.2BL+6.3BL...) | Ml/d | 2 | 0 | 0 | 0 | 0 | 0 | 0 | 0 | 0 | 0 | 0 | 0 | 0 | 0 | 0 | 0 | 0 | 0 | 0 | 0 | 0 | 0 | 0 | 0 | 0 | 0 | 0 | 0 | 0 | 0 | 0 | 0 | 0 | 0 | 0
| 6.1BL+ | Potable water export to: None | Input | Ml/d | 2 | 0 | 0 | 0 | 0 | 0 | 0 | 0 | 0 | 0 | 0 | 0 | 0 | 0 | 0 | 0 | 0 | 0 | 0 | 0 | 0 | 0 | 0 | 0 | 0 | 0 | 0 | 0 | 0 | 0 | 0 | 0 | 0 | 0 | 0
| - |  | - | Ml/d | 2 | - | - | - | - | bar: 2020-21 to 2049-50
| 7BL | Deployable Output (baseline profile without reductions) | sum(0.1Bl+0.2BL+0.3BL+0.4BL) | Ml/d | 2 | 1.245 | 1.245 | 1.245 | 1.245 | 1.245 | 1.245 | 1.245 | 1.245 | 1.245 | 1.245 | 1.245 | 1.245 | 1.245 | 1.245 | 1.245 | 1.245 | 1.245 | 1.245 | 1.245 | 1.245 | 1.245 | 1.245 | 1.245 | 1.245 | 1.245 | 1.245 | 1.245 | 1.245 | 1.245 | 1.245 | 1.245 | 1.245 | 1.245 | 1.245
Resource (and process) Losses | 8BL | Baseline forecast changes to Deployable Output | sum(8.1BL+8.2BL+8.3BL) | Ml/d | 2 | 0 | -0.031556 | -0.063113 | -0.094669 | -0.12623 | -0.15778 | -0.18934 | -0.22089 | -0.25245 | -0.28401 | -0.31556 | -0.34712 | -0.37868 | -0.41023 | -0.4339 | -0.44179 | -0.44968 | -0.45757 | -0.46546 | -0.47335 | -0.48123 | -0.48912 | -0.49701 | -0.5049 | -0.51279 | -0.52068 | -0.52857 | -0.53646 | -0.54435 | -0.55224 | -0.56012 | -0.56801 | -0.5759 | -0.58379
| 8.1BL | Change in DO due to climate change | Input (reductions must be expressed as -ve) | Ml/d | 2 | 0 | -0.031556 | -0.063113 | -0.094669 | -0.12623 | -0.15778 | -0.18934 | -0.22089 | -0.25245 | -0.28401 | -0.31556 | -0.34712 | -0.37868 | -0.41023 | -0.4339 | -0.44179 | -0.44968 | -0.45757 | -0.46546 | -0.47335 | -0.48123 | -0.48912 | -0.49701 | -0.5049 | -0.51279 | -0.52068 | -0.52857 | -0.53646 | -0.54435 | -0.55224 | -0.56012 | -0.56801 | -0.5759 | -0.58379
| 8.2BL | Reductions to restore sustainable abstraction | sum(8.2BL sub components) | Ml/d | 2 | 0 | 0 | 0 | 0 | 0 | 0 | 0 | 0 | 0 | 0 | 0 | 0 | 0 | 0 | 0 | 0 | 0 | 0 | 0 | 0 | 0 | 0 | 0 | 0 | 0 | 0 | 0 | 0 | 0 | 0 | 0 | 0 | 0 | 0
| 8.2BL+ | Total for the zone | Input (zero or negative number) | Ml/d | 2 | 0 | 0 | 0 | 0 | 0 | 0 | 0 | 0 | 0 | 0 | 0 | 0 | 0 | 0 | 0 | 0 | 0 | 0 | 0 | 0 | 0 | 0 | 0 | 0 | 0 | 0 | 0 | 0 | 0 | 0 | 0 | 0 | 0 | 0
| - |  | - | - | 2 | - | - | - | - | bar: 2020-21 to 2049-50
| 8.3BL | Total other changes to DO (specify, e.g. nitrates): None | Input (reductions must be expressed as -ve) | Ml/d | 2 | 0 | 0 | 0 | 0 | 0 | 0 | 0 | 0 | 0 | 0 | 0 | 0 | 0 | 0 | 0 | 0 | 0 | 0 | 0 | 0 | 0 | 0 | 0 | 0 | 0 | 0 | 0 | 0 | 0 | 0 | 0 | 0 | 0 | 0
| 9BL | Raw water losses, treatment works losses and operational use | Input | Ml/d | 2 | 0.076446 | 0.11793 | 0.11643 | 0.11493 | 0.11342 | 0.11192 | 0.11042 | 0.10891 | 0.10741 | 0.1059 | 0.1044 | 0.1029 | 0.10139 | 0.099888 | 0.098761 | 0.098385 | 0.098009 | 0.097633 | 0.097257 | 0.096881 | 0.096505 | 0.096129 | 0.095753 | 0.095377 | 0.095001 | 0.094625 | 0.094249 | 0.093873 | 0.093497 | 0.093121 | 0.092745 | 0.09237 | 0.091994 | 0.091618
| 10BL | Outage allowance | Input | Ml/d | 2 | 0.024858 | 0.041354 | 0.040279 | 0.039203 | 0.038128 | 0.037052 | 0.035977 | 0.034901 | 0.033826 | 0.032751 | 0.031675 | 0.0306 | 0.029524 | 0.028449 | 0.027642 | 0.027373 | 0.027104 | 0.026836 | 0.026567 | 0.026298 | 0.026029 | 0.02576 | 0.025491 | 0.025222 | 0.024954 | 0.024685 | 0.024416 | 0.024147 | 0.023878 | 0.023609 | 0.02334 | 0.023072 | 0.022803 | 0.022534
|  | Company: | Dŵr Cymru Welsh Water
|  | Resource Zone Name: | Tywyn Aberdyfi
|  | Resource Zone Number: | 8021
|  | Planning Scenario Name: | Dry Year Annual Average
|  | Chosen Level of Service: | 1 in 20

## 3. BL Demand
Table 3: Baseline demand
| Row ref | Component | Derivation | Unit | Decimal places | 2015-16 | For info 2017-18 | For info 2018-19 | For info 2019-20 | 2020-21 | 2021-22 | 2022-23 | 2023-24 | 2024-25 | 2025-26 | 2026-27 | 2027-28 | 2028-29 | 2029-30 | 2030-31 | 2031-32 | 2032-33 | 2033-34 | 2034-35 | 2035-36 | 2036-37 | 2037-38 | 2038-39 | 2039-40 | 2040-41 | 2041-42 | 2042-43 | 2043-44 | 2044-45 | 2045-46 | 2046-47 | 2047-48 | 2048-49 | 2049-50
Consumption | 19BL | Water delivered measured non-household | Input | Ml/d | 2 | 0.3948 | 0.39562 | 0.39751 | 0.39795 | 0.39923 | 0.40174 | 0.39765 | 0.39702 | 0.39639 | 0.39577 | 0.39516 | 0.39454 | 0.39394 | 0.39335 | 0.39276 | 0.39218 | 0.3916 | 0.39102 | 0.39045 | 0.38989 | 0.38933 | 0.38877 | 0.38821 | 0.38766 | 0.38711 | 0.38656 | 0.38601 | 0.38546 | 0.38492 | 0.38437 | 0.38382 | 0.38327 | 0.38273 | 0.38219
| 20BL | Water delivered unmeasured non- household | Input | Ml/d | 2 | 0.048612 | 0.047432 | 0.046897 | 0.046398 | 0.045929 | 0.045488 | 0.04507 | 0.044675 | 0.0443 | 0.043944 | 0.043605 | 0.043283 | 0.042976 | 0.042683 | 0.042403 | 0.042136 | 0.04188 | 0.041635 | 0.041401 | 0.041177 | 0.040961 | 0.040755 | 0.040557 | 0.040367 | 0.040184 | 0.040009 | 0.03984 | 0.039678 | 0.039522 | 0.039373 | 0.039229 | 0.03909 | 0.038957 | 0.038828
| 21BL | Water delivered measured household | Input | Ml/d | 2 | 0.28886 | 0.32442 | 0.33671 | 0.33999 | 0.34139 | 0.34919 | 0.35859 | 0.36507 | 0.37339 | 0.38381 | 0.3913 | 0.40118 | 0.40798 | 0.4143 | 0.4171 | 0.41922 | 0.42075 | 0.42175 | 0.42228 | 0.42234 | 0.42198 | 0.42118 | 0.41999 | 0.41843 | 0.41653 | 0.4143 | 0.41172 | 0.40888 | 0.40573 | 0.40228 | 0.39854 | 0.39456 | 0.3904 | 0.38608
| 22BL | Water delivered unmeasured household | Input | Ml/d | 2 | 0.39151 | 0.36946 | 0.35644 | 0.34212 | 0.32659 | 0.31137 | 0.29852 | 0.28442 | 0.27258 | 0.26281 | 0.25181 | 0.2426 | 0.23226 | 0.22231 | 0.21148 | 0.20111 | 0.1912 | 0.18175 | 0.17274 | 0.16414 | 0.15591 | 0.14808 | 0.14062 | 0.13354 | 0.12679 | 0.12039 | 0.1143 | 0.10852 | 0.10303 | 0.097818 | 0.092871 | 0.088179 | 0.083728 | 0.079508
| 23BL | Measured Non Household - Consumption | 19BL-34BL | Ml/d | 2 | 0.38806 | 0.38882 | 0.39069 | 0.39111 | 0.39237 | 0.39486 | 0.39075 | 0.3901 | 0.38945 | 0.3888 | 0.38817 | 0.38754 | 0.38692 | 0.38631 | 0.38571 | 0.38511 | 0.38451 | 0.38392 | 0.38334 | 0.38276 | 0.38218 | 0.38161 | 0.38104 | 0.38048 | 0.37991 | 0.37935 | 0.37879 | 0.37823 | 0.37767 | 0.37711 | 0.37656 | 0.376 | 0.37544 | 0.37489
| 24BL | Unmeasured Non Household - Consumption | 20BL-35BL | Ml/d | 2 | 0.047632 | 0.046511 | 0.046005 | 0.045534 | 0.045092 | 0.044676 | 0.044283 | 0.043913 | 0.043561 | 0.043228 | 0.042912 | 0.042611 | 0.042325 | 0.042052 | 0.041792 | 0.041544 | 0.041306 | 0.041079 | 0.040862 | 0.040655 | 0.040456 | 0.040265 | 0.040082 | 0.039907 | 0.039738 | 0.039577 | 0.039422 | 0.039273 | 0.039129 | 0.038992 | 0.03886 | 0.038732 | 0.03861 | 0.038492
| 25BL | Measured Household - Consumption | 21BL-36BL | Ml/d | 2 | 0.24953 | 0.28283 | 0.294 | 0.29616 | 0.29645 | 0.30327 | 0.31171 | 0.31727 | 0.32469 | 0.33423 | 0.34086 | 0.34991 | 0.3559 | 0.36143 | 0.36346 | 0.36485 | 0.36567 | 0.36599 | 0.36585 | 0.36528 | 0.36428 | 0.36288 | 0.36109 | 0.35894 | 0.35648 | 0.35369 | 0.35057 | 0.34719 | 0.34351 | 0.33956 | 0.33533 | 0.33088 | 0.32625 | 0.32144
| 26BL | Unmeasured Household - Consumption | 22BL-37BL | Ml/d | 2 | 0.35457 | 0.33527 | 0.32355 | 0.31048 | 0.29615 | 0.28209 | 0.27035 | 0.25732 | 0.24651 | 0.23773 | 0.22769 | 0.21939 | 0.20993 | 0.20083 | 0.19081 | 0.18123 | 0.17208 | 0.16335 | 0.15504 | 0.14711 | 0.13953 | 0.13232 | 0.12546 | 0.11895 | 0.11276 | 0.10689 | 0.10131 | 0.096025 | 0.09101 | 0.086255 | 0.081747 | 0.077477 | 0.073433 | 0.069604
| 27 - | Percentage of consumption driven by climate change | Input | % | 1 | 0 | 0.22239 | 0.25518 | 0.29038 | 0.32784 | 0.34725 | 0.36179 | 0.3799 | 0.39665 | 0.41177 | 0.42863 | 0.44373 | 0.46072 | 0.47786 | 0.49733 | 0.51783 | 0.53873 | 0.56002 | 0.5817 | 0.60377 | 0.62629 | 0.64923 | 0.6726 | 0.69641 | 0.72066 | 0.74785 | 0.77559 | 0.80384 | 0.83266 | 0.86205 | 0.89207 | 0.92269 | 0.95388 | 0.98567
| 28 - | Volume of consumption driven by climate change |  | Ml/d | 1 | 0 | 0.0023427 | 0.0026902 | 0.0030295 | 0.0033769 | 0.003559 | 0.0036797 | 0.0038317 | 0.0039831 | 0.0041341 | 0.0042847 | 0.0044348 | 0.0045846 | 0.0047338 | 0.0048826 | 0.0050371 | 0.005191 | 0.0053445 | 0.0054975 | 0.0056501 | 0.0058022 | 0.0059539 | 0.006105 | 0.0062557 | 0.0064059 | 0.0065774 | 0.0067484 | 0.0069188 | 0.0070886 | 0.0072578 | 0.0074265 | 0.0075946 | 0.0077621 | 0.007929
PCC and consumption by component | 29BL | Measured Household - PCC | (25BL*1,000,000)/(51BL*1,000) | l/h/d | 1 | 109.2469 | 115.1624 | 115.3183 | 112.0307 | 108.5837 | 107.8278 | 107.7658 | 106.8331 | 106.6342 | 107.2049 | 106.9269 | 107.4919 | 107.1998 | 106.8648 | 105.6128 | 104.314 | 102.96 | 101.5793 | 100.1726 | 98.7423 | 97.289 | 95.8127 | 94.3161 | 92.8007 | 91.2714 | 89.7291 | 88.1619 | 86.5893 | 85.0085 | 83.3945 | 81.7795 | 80.1387 | 78.5025 | 76.8823
| 29.1BL | Measured toilet flushing | Input | l/h/d | 1 | 27.4244 | 28.9094 | 28.9485 | 28.1232 | 27.2579 | 27.0682 | 27.0526 | 26.8185 | 26.7685 | 26.9118 | 26.842 | 26.9839 | 26.9105 | 26.8264 | 26.5121 | 26.1861 | 25.8462 | 25.4996 | 25.1465 | 24.7874 | 24.4226 | 24.052 | 23.6763 | 23.2959 | 22.912 | 22.5248 | 22.1314 | 21.7366 | 21.3398 | 20.9346 | 20.5292 | 20.1173 | 19.7066 | 19.2999
| 29.2BL | Measured personal washing | Input | l/h/d | 1 | 41.5109 | 43.7586 | 43.8178 | 42.5686 | 41.2589 | 40.9717 | 40.9481 | 40.5937 | 40.5181 | 40.735 | 40.6293 | 40.844 | 40.733 | 40.6057 | 40.13 | 39.6365 | 39.122 | 38.5974 | 38.0629 | 37.5194 | 36.9672 | 36.4062 | 35.8376 | 35.2617 | 34.6807 | 34.0946 | 33.4991 | 32.9016 | 32.3009 | 31.6877 | 31.074 | 30.4505 | 29.8288 | 29.2132
| 29.3BL | Measured clothes washing | Input | l/h/d | 1 | 13.2705 | 13.9891 | 14.008 | 13.6087 | 13.19 | 13.0982 | 13.0906 | 12.9773 | 12.9532 | 13.0225 | 12.9887 | 13.0573 | 13.0219 | 12.9812 | 12.8291 | 12.6713 | 12.5068 | 12.3391 | 12.1683 | 11.9945 | 11.818 | 11.6386 | 11.4568 | 11.2728 | 11.087 | 10.8996 | 10.7093 | 10.5182 | 10.3262 | 10.1302 | 9.934 | 9.7347 | 9.5359 | 9.3391
| 29.4BL | Measured dish washing | Input | l/h/d | 1 | 10.1829 | 10.7343 | 10.7488 | 10.4424 | 10.1211 | 10.0507 | 10.0449 | 9.9579 | 9.9394 | 9.9926 | 9.9667 | 10.0193 | 9.9921 | 9.9609 | 9.8442 | 9.7231 | 9.5969 | 9.4682 | 9.3371 | 9.2038 | 9.0683 | 8.9307 | 8.7912 | 8.65 | 8.5074 | 8.3637 | 8.2176 | 8.071 | 7.9237 | 7.7732 | 7.6227 | 7.4697 | 7.3172 | 7.1662
| 29.5BL | Measured miscellaneous internal use | Input | l/h/d | 1 | 15.1454 | 15.9655 | 15.9871 | 15.5314 | 15.0535 | 14.9487 | 14.9401 | 14.8108 | 14.7832 | 14.8623 | 14.8238 | 14.9021 | 14.8616 | 14.8152 | 14.6416 | 14.4616 | 14.2738 | 14.0824 | 13.8874 | 13.6891 | 13.4876 | 13.283 | 13.0755 | 12.8654 | 12.6534 | 12.4396 | 12.2223 | 12.0043 | 11.7851 | 11.5614 | 11.3375 | 11.11 | 10.8832 | 10.6586
| 29.6BL | Measured external use | Input | l/h/d | 1 | 1.7127 | 1.8055 | 1.8079 | 1.7564 | 1.7023 | 1.6905 | 1.6895 | 1.6749 | 1.6718 | 1.6807 | 1.6764 | 1.6852 | 1.6806 | 1.6754 | 1.6558 | 1.6354 | 1.6142 | 1.5925 | 1.5705 | 1.548 | 1.5253 | 1.5021 | 1.4787 | 1.4549 | 1.4309 | 1.4067 | 1.3822 | 1.3575 | 1.3327 | 1.3074 | 1.2821 | 1.2564 | 1.2307 | 1.2053
| 30BL | Unmeasured Household - PCC | (26BL*1,000,000)/(52BL*1,000) | l/h/d | 1 | 161.0639 | 164.28 | 165.3327 | 165.4649 | 164.7584 | 163.8152 | 163.9126 | 162.9171 | 163.0004 | 164.2021 | 164.2964 | 165.4132 | 165.392 | 165.3443 | 164.1793 | 162.9654 | 161.7103 | 160.4259 | 159.1138 | 157.7767 | 156.3652 | 154.9357 | 153.4904 | 152.0319 | 150.5569 | 149.0737 | 147.5827 | 146.0877 | 144.5902 | 143.0846 | 141.5805 | 140.076 | 138.5753 | 137.0816
| 30.1BL | Unmeasured toilet flushing | Input | l/h/d | 1 | 36.6878 | 37.4204 | 37.6602 | 37.6903 | 37.5294 | 37.3145 | 37.3367 | 37.11 | 37.1289 | 37.4027 | 37.4241 | 37.6785 | 37.6737 | 37.6629 | 37.3975 | 37.121 | 36.8351 | 36.5425 | 36.2436 | 35.9391 | 35.6175 | 35.2919 | 34.9627 | 34.6305 | 34.2945 | 33.9566 | 33.617 | 33.2765 | 32.9354 | 32.5924 | 32.2498 | 31.9071 | 31.5653 | 31.225
| 30.2BL | Unmeasured personal washing | Input | l/h/d | 1 | 66.267 | 67.5903 | 68.0234 | 68.0777 | 67.7871 | 67.399 | 67.4391 | 67.0295 | 67.0638 | 67.5582 | 67.597 | 68.0565 | 68.0477 | 68.0281 | 67.5488 | 67.0494 | 66.533 | 66.0045 | 65.4647 | 64.9146 | 64.3338 | 63.7457 | 63.151 | 62.551 | 61.9441 | 61.3339 | 60.7204 | 60.1053 | 59.4892 | 58.8698 | 58.2509 | 57.6319 | 57.0145 | 56.3999
| 30.3BL | Unmeasured clothes washing | Input | l/h/d | 1 | 19.2839 | 19.6689 | 19.795 | 19.8108 | 19.7262 | 19.6133 | 19.6249 | 19.5057 | 19.5157 | 19.6596 | 19.6709 | 19.8046 | 19.8021 | 19.7964 | 19.6569 | 19.5115 | 19.3613 | 19.2075 | 19.0504 | 18.8903 | 18.7213 | 18.5502 | 18.3771 | 18.2025 | 18.0259 | 17.8483 | 17.6698 | 17.4908 | 17.3115 | 17.1312 | 16.9512 | 16.771 | 16.5914 | 16.4125
| 30.4BL | Unmeasured dish washing | Input | l/h/d | 1 | 15.2175 | 15.5213 | 15.6208 | 15.6333 | 15.5665 | 15.4774 | 15.4866 | 15.3926 | 15.4004 | 15.514 | 15.5229 | 15.6284 | 15.6264 | 15.6219 | 15.5118 | 15.3971 | 15.2785 | 15.1572 | 15.0332 | 14.9069 | 14.7735 | 14.6385 | 14.5019 | 14.3641 | 14.2248 | 14.0846 | 13.9438 | 13.8025 | 13.661 | 13.5188 | 13.3767 | 13.2345 | 13.0927 | 12.9516
| 30.5BL | Unmeasured miscellaneous internal use | Input | l/h/d | 1 | 21.7595 | 22.194 | 22.3362 | 22.354 | 22.2586 | 22.1312 | 22.1443 | 22.0098 | 22.0211 | 22.1834 | 22.1962 | 22.3471 | 22.3442 | 22.3377 | 22.1804 | 22.0164 | 21.8468 | 21.6733 | 21.496 | 21.3154 | 21.1247 | 20.9316 | 20.7363 | 20.5393 | 20.34 | 20.1396 | 19.9382 | 19.7362 | 19.5339 | 19.3305 | 19.1273 | 18.924 | 18.7213 | 18.5195
| 30.6BL | Unmeasured external use | Input | l/h/d | 1 | 1.8482 | 1.8851 | 1.8972 | 1.8987 | 1.8906 | 1.8798 | 1.8809 | 1.8695 | 1.8704 | 1.8842 | 1.8853 | 1.8981 | 1.8979 | 1.8973 | 1.884 | 1.87 | 1.8556 | 1.8409 | 1.8258 | 1.8105 | 1.7943 | 1.7779 | 1.7613 | 1.7446 | 1.7277 | 1.7106 | 1.6935 | 1.6764 | 1.6592 | 1.6419 | 1.6247 | 1.6074 | 1.5902 | 1.573
| 31BL | Average Household - PCC | ((25BL+26BL)*1,000,000))/(51BL+52BL*1,000) | l/h/d | 1 | 134.6781 | 137.4543 | 137.0377 | 134.2131 | 130.8853 | 129.0892 | 128.1553 | 126.3049 | 125.3394 | 125.2798 | 124.3101 | 124.2596 | 123.2943 | 122.317 | 120.3981 | 118.4633 | 116.5044 | 114.5454 | 112.5857 | 110.6267 | 108.6584 | 106.6913 | 104.7271 | 102.7661 | 100.8108 | 98.8624 | 96.9098 | 94.9693 | 93.0384 | 91.092 | 89.1607 | 87.2195 | 85.2961 | 83.4015
| 32BL | Water Taken Unbilled | Input | Ml/d | 2 | 0.0192 | 0.019276 | 0.019328 | 0.01939 | 0.019461 | 0.019504 | 0.019547 | 0.019591 | 0.019636 | 0.019684 | 0.019733 | 0.019783 | 0.019833 | 0.019884 | 0.019935 | 0.019984 | 0.02003 | 0.020077 | 0.020124 | 0.020171 | 0.020218 | 0.020265 | 0.020313 | 0.020361 | 0.020409 | 0.020459 | 0.02051 | 0.020563 | 0.020617 | 0.020667 | 0.020718 | 0.020767 | 0.02082 | 0.020879
| 33BL | Distribution System Operational Use | Input | Ml/d | 2 | 0.020956 | 0.02104 | 0.021096 | 0.021164 | 0.021241 | 0.021288 | 0.021335 | 0.021384 | 0.021433 | 0.021485 | 0.021539 | 0.021593 | 0.021648 | 0.021703 | 0.021759 | 0.021812 | 0.021863 | 0.021913 | 0.021965 | 0.022016 | 0.022068 | 0.022119 | 0.022171 | 0.022223 | 0.022276 | 0.022331 | 0.022387 | 0.022445 | 0.022503 | 0.022558 | 0.022613 | 0.022667 | 0.022725 | 0.02279
Leakage | 34BL | Measured Non Household - USPL | Input | Ml/d | 2 | 0.0067373 | 0.0067918 | 0.0068171 | 0.0068413 | 0.0068644 | 0.0068865 | 0.0069078 | 0.0069283 | 0.006948 | 0.006967 | 0.0069854 | 0.0070032 | 0.0070205 | 0.0070372 | 0.0070534 | 0.0070691 | 0.0070845 | 0.0070994 | 0.0071139 | 0.007128 | 0.0071418 | 0.0071553 | 0.0071684 | 0.0071813 | 0.0071938 | 0.0072061 | 0.0072181 | 0.0072299 | 0.0072414 | 0.0072527 | 0.0072638 | 0.0072746 | 0.0072853 | 0.0072958
| 35BL | Unmeasured Non Household - USPL | Input | Ml/d | 2 | 0.00098068 | 0.00092074 | 0.00089216 | 0.00086447 | 0.00083763 | 0.00081163 | 0.00078644 | 0.00076203 | 0.00073837 | 0.00071545 | 0.00069324 | 0.00067173 | 0.00065087 | 0.00063067 | 0.00061109 | 0.00059213 | 0.00057375 | 0.00055594 | 0.00053868 | 0.00052196 | 0.00050576 | 0.00049006 | 0.00047485 | 0.00046011 | 0.00044582 | 0.00043199 | 0.00041858 | 0.00040558 | 0.00039299 | 0.0003808 | 0.00036898 | 0.00035752 | 0.00034642 | 0.00033567
| 36BL | Measured Household - USPL | Input | Ml/d | 2 | 0.039328 | 0.04159 | 0.042707 | 0.043823 | 0.04494 | 0.045922 | 0.046875 | 0.0478 | 0.0487 | 0.04958 | 0.050438 | 0.051272 | 0.052083 | 0.05287 | 0.053635 | 0.054371 | 0.055074 | 0.055758 | 0.056423 | 0.057069 | 0.057697 | 0.058308 | 0.058903 | 0.059482 | 0.060048 | 0.060603 | 0.061149 | 0.061687 | 0.062212 | 0.062715 | 0.063206 | 0.063679 | 0.064155 | 0.064641
| 37BL | Unmeasured Household - USPL | Input | Ml/d | 2 | 0.036939 | 0.034187 | 0.032889 | 0.03164 | 0.030438 | 0.029282 | 0.02817 | 0.0271 | 0.026071 | 0.025081 | 0.024129 | 0.023212 | 0.022331 | 0.021483 | 0.020667 | 0.019882 | 0.019127 | 0.018401 | 0.017702 | 0.01703 | 0.016383 | 0.015761 | 0.015162 | 0.014586 | 0.014032 | 0.0135 | 0.012987 | 0.012494 | 0.012019 | 0.011563 | 0.011124 | 0.010701 | 0.010295 | 0.0099039
| 38BL | Void Properties - USPL | Input | Ml/d | 2 | 0.0054543 | 0.005355 | 0.0053373 | 0.0053221 | 0.0053096 | 0.0052929 | 0.0052771 | 0.0052623 | 0.0052484 | 0.0052358 | 0.0052241 | 0.0052132 | 0.0052031 | 0.0051938 | 0.0051851 | 0.0051767 | 0.0051683 | 0.0051606 | 0.0051536 | 0.0051471 | 0.0051412 | 0.0051358 | 0.0051309 | 0.0051265 | 0.0051228 | 0.0051197 | 0.0051173 | 0.0051156 | 0.0051144 | 0.005113 | 0.0051121 | 0.0051113 | 0.0051115 | 0.0051131
| 39BL | Distribution Losses | Input | Ml/d | 2 | 0.0042611 | 0.14014 | 0.14034 | 0.14017 | 0.13146 | 0.12284 | 0.11421 | 0.10557 | 0.096902 | 0.091865 | 0.086811 | 0.081744 | 0.077956 | 0.074156 | 0.069055 | 0.063952 | 0.058851 | 0.053741 | 0.04862 | 0.046073 | 0.043518 | 0.040955 | 0.038384 | 0.035805 | 0.033217 | 0.030617 | 0.028006 | 0.025382 | 0.022751 | 0.020126 | 0.017494 | 0.014863 | 0.012211 | 0.0095327
| 40BL | Total Leakage | sum(34BL:39BL) | Ml/d | 2 | 0.093701 | 0.22899 | 0.22899 | 0.22866 | 0.21985 | 0.21104 | 0.20223 | 0.19342 | 0.18461 | 0.17944 | 0.17428 | 0.16912 | 0.16524 | 0.16137 | 0.15621 | 0.15104 | 0.14588 | 0.14072 | 0.13555 | 0.13297 | 0.13039 | 0.12781 | 0.12522 | 0.12264 | 0.12006 | 0.11748 | 0.1149 | 0.11231 | 0.10973 | 0.10715 | 0.10457 | 0.10199 | 0.099404 | 0.096822
| 41BL | Total Leakage | (40BL*1,000,000)/(48BL*1,000) | l/prop/d | 2 | 30.4656 | 74.181 | 73.9831 | 73.6452 | 70.5488 | 67.5731 | 64.6085 | 61.6542 | 58.7101 | 56.9292 | 55.1531 | 53.3843 | 52.0294 | 50.6805 | 48.9338 | 47.2 | 45.4818 | 43.7708 | 42.0668 | 41.1698 | 40.2769 | 39.3878 | 38.5025 | 37.6207 | 36.7418 | 35.8647 | 34.9895 | 34.1155 | 33.2459 | 32.3848 | 31.5277 | 30.6771 | 29.8246 | 28.9682
Customer: Properties | 42BL | Measured non-households - properties | Input (total, excluding voids) | 000's | 2 | 0.2916 | 0.29396 | 0.29506 | 0.29611 | 0.29711 | 0.29806 | 0.29899 | 0.29987 | 0.30073 | 0.30155 | 0.30235 | 0.30312 | 0.30386 | 0.30458 | 0.30529 | 0.30597 | 0.30663 | 0.30728 | 0.3079 | 0.30852 | 0.30911 | 0.3097 | 0.31026 | 0.31082 | 0.31136 | 0.3119 | 0.31242 | 0.31293 | 0.31342 | 0.31391 | 0.31439 | 0.31486 | 0.31532 | 0.31578
| 43BL | Unmeasured non-households - properties | Input (total, excluding voids) | 000's | 2 | 0.02739 | 0.025716 | 0.024917 | 0.024144 | 0.023394 | 0.022668 | 0.021965 | 0.021283 | 0.020622 | 0.019982 | 0.019362 | 0.018761 | 0.018178 | 0.017614 | 0.017067 | 0.016538 | 0.016024 | 0.015527 | 0.015045 | 0.014578 | 0.014125 | 0.013687 | 0.013262 | 0.01285 | 0.012452 | 0.012065 | 0.011691 | 0.011328 | 0.010976 | 0.010635 | 0.010305 | 0.0099853 | 0.0096754 | 0.009375
| 44BL | All void non-households - properties | Input (voids in each year) | 000's | 2 | 0.03212 | 0.031883 | 0.031767 | 0.031654 | 0.031543 | 0.031435 | 0.031329 | 0.031226 | 0.031126 | 0.031029 | 0.030934 | 0.030842 | 0.030753 | 0.030667 | 0.030584 | 0.030503 | 0.030425 | 0.03035 | 0.030278 | 0.030207 | 0.03014 | 0.030075 | 0.030012 | 0.029952 | 0.029893 | 0.029838 | 0.029784 | 0.029732 | 0.029683 | 0.029635 | 0.02959 | 0.029546 | 0.029504 | 0.029464
| 45BL | Total measured households - properties (excl void) | Pre-plan year = input. Forecast years = Previous year 45BL + sum(45.1BL:45.6BL) | 000's | 2 | 1.5793 | 1.6697 | 1.7147 | 1.7597 | 1.8049 | 1.8445 | 1.8829 | 1.9202 | 1.9566 | 1.9922 | 2.027 | 2.0608 | 2.0938 | 2.1258 | 2.1569 | 2.1869 | 2.2156 | 2.2435 | 2.2706 | 2.297 | 2.3227 | 2.3477 | 2.3721 | 2.3959 | 2.4191 | 2.4419 | 2.4644 | 2.4866 | 2.5083 | 2.5291 | 2.5493 | 2.5689 | 2.5886 | 2.6088
| 45.1BL | New build properties - properties | Input (new builds in each year) | 000's | 2 | 0.012619 | 0.0066119 | 0.0084087 | 0.009904 | 0.011454 | 0.0070375 | 0.0071193 | 0.0072475 | 0.0074079 | 0.0077953 | 0.0079992 | 0.0080769 | 0.0081519 | 0.0081928 | 0.0081944 | 0.0079143 | 0.0074182 | 0.007448 | 0.0075065 | 0.0075063 | 0.0075069 | 0.0075128 | 0.0075299 | 0.0075672 | 0.0076628 | 0.0078536 | 0.0080617 | 0.0083407 | 0.0083339 | 0.0079127 | 0.0079344 | 0.0076666 | 0.0083049 | 0.0092038
| 45.2BL | Meter optants - properties | Input (meter optants in each year) | 000's | 2 | 0.03624 | 0.035598 | 0.034246 | 0.032946 | 0.031694 | 0.030491 | 0.029333 | 0.028219 | 0.027147 | 0.026116 | 0.025124 | 0.02417 | 0.023252 | 0.022369 | 0.02152 | 0.020703 | 0.019916 | 0.01916 | 0.018432 | 0.017732 | 0.017059 | 0.016411 | 0.015788 | 0.015188 | 0.014612 | 0.014057 | 0.013523 | 0.013009 | 0.012515 | 0.01204 | 0.011583 | 0.011143 | 0.01072 | 0.010313
| 45.3BL | Compulsory metering - properties | Input (compulsory meters in each year) | 000's | 2 | 0 | 0 | 0 | 0 | 0 | 0 | 0 | 0 | 0 | 0 | 0 | 0 | 0 | 0 | 0 | 0 | 0 | 0 | 0 | 0 | 0 | 0 | 0 | 0 | 0 | 0 | 0 | 0 | 0 | 0 | 0 | 0 | 0 | 0
| 45.4BL | Metering on change of occupancy - properties | Input (change of occupancy meters in each year) | 000's | 2 | 0 | 0 | 0 | 0 | 0 | 0 | 0 | 0 | 0 | 0 | 0 | 0 | 0 | 0 | 0 | 0 | 0 | 0 | 0 | 0 | 0 | 0 | 0 | 0 | 0 | 0 | 0 | 0 | 0 | 0 | 0 | 0 | 0 | 0
| 45.5BL | Selective metering - properties | Input (selective meters in each year) | 000's | 2 | 0 | 0 | 0 | 0 | 0 | 0 | 0 | 0 | 0 | 0 | 0 | 0 | 0 | 0 | 0 | 0 | 0 | 0 | 0 | 0 | 0 | 0 | 0 | 0 | 0 | 0 | 0 | 0 | 0 | 0 | 0 | 0 | 0 | 0
| 45.6BL | Other changes to existing metering - properties | Input (other changes to meters in each year) | 000's | 2 | 0.0019349 | 0.0023549 | 0.0022655 | 0.0021794 | 0.0020967 | 0.002017 | 0.0019404 | 0.0018667 | 0.0017958 | 0.0017277 | 0.001662 | 0.0015989 | 0.0015382 | 0.0014798 | 0.0014236 | 0.0013695 | 0.0013175 | 0.0012675 | 0.0012193 | 0.001173 | 0.0011285 | 0.0010856 | 0.0010444 | 0.0010047 | 0.00096659 | 0.00092988 | 0.00089457 | 0.0008606 | 0.00082792 | 0.00079647 | 0.00076623 | 0.00073713 | 0.00070913 | 0.0006822
| 45.7BL | Measured void households - properties | Input (voids in each year) | 000's | 2 | 0.053154 | 0.055861 | 0.05736 | 0.058852 | 0.060342 | 0.061658 | 0.062933 | 0.06417 | 0.065371 | 0.066545 | 0.067687 | 0.068797 | 0.069874 | 0.070919 | 0.071934 | 0.072909 | 0.073842 | 0.074747 | 0.075627 | 0.076482 | 0.077312 | 0.078118 | 0.078902 | 0.079665 | 0.080409 | 0.081139 | 0.081856 | 0.082562 | 0.083249 | 0.083908 | 0.08455 | 0.085168 | 0.08579 | 0.086423
| 46BL | Unmeasured households - properties (excl void) | Input (total) | 000's | 2 | 1.0388 | 0.96143 | 0.92492 | 0.88979 | 0.856 | 0.82349 | 0.79222 | 0.76214 | 0.73319 | 0.70535 | 0.67856 | 0.65279 | 0.628 | 0.60415 | 0.58121 | 0.55914 | 0.5379 | 0.51748 | 0.49782 | 0.47892 | 0.46073 | 0.44323 | 0.4264 | 0.41021 | 0.39463 | 0.37964 | 0.36523 | 0.35136 | 0.33801 | 0.32518 | 0.31283 | 0.30095 | 0.28952 | 0.27852
| 47BL | Unmeasured void households - properties | Input (voids in each year) | 000's | 2 | 0.053262 | 0.04827 | 0.046437 | 0.044673 | 0.042977 | 0.041345 | 0.039775 | 0.038264 | 0.036811 | 0.035413 | 0.034068 | 0.032774 | 0.03153 | 0.030332 | 0.02918 | 0.028072 | 0.027006 | 0.025981 | 0.024994 | 0.024045 | 0.023132 | 0.022253 | 0.021408 | 0.020595 | 0.019813 | 0.019061 | 0.018337 | 0.01764 | 0.01697 | 0.016326 | 0.015706 | 0.01511 | 0.014536 | 0.013984
| 48BL | Total Resource Zone Properties (incl voids) | SUM(42BL:45BL)+45.7BL+46BL+47BL | 000's | 2 | 3.0756 | 3.0869 | 3.0951 | 3.1049 | 3.1163 | 3.1231 | 3.1301 | 3.1372 | 3.1444 | 3.1521 | 3.1599 | 3.1679 | 3.176 | 3.1841 | 3.1922 | 3.2001 | 3.2074 | 3.2148 | 3.2223 | 3.2298 | 3.2373 | 3.2448 | 3.2523 | 3.2599 | 3.2677 | 3.2756 | 3.2837 | 3.2922 | 3.3006 | 3.3086 | 3.3167 | 3.3245 | 3.333 | 3.3424
Customer: Population | 49BL | Measured Non Household - Population | Input (total) | 000's | 2 | 0.2036 | 0.20547 | 0.20646 | 0.20733 | 0.20804 | 0.20909 | 0.21014 | 0.21116 | 0.21208 | 0.21291 | 0.21396 | 0.21522 | 0.21658 | 0.21768 | 0.21887 | 0.22051 | 0.22206 | 0.22337 | 0.22443 | 0.22531 | 0.22617 | 0.22702 | 0.22779 | 0.22851 | 0.22922 | 0.22994 | 0.23066 | 0.23138 | 0.23209 | 0.23279 | 0.23348 | 0.23417 | 0.2349 | 0.23565
| 50BL | Unmeasured Non Household - Population | Input (total) | 000's | 2 | 0 | 0 | 0 | 0 | 0 | 0 | 0 | 0 | 0 | 0 | 0 | 0 | 0 | 0 | 0 | 0 | 0 | 0 | 0 | 0 | 0 | 0 | 0 | 0 | 0 | 0 | 0 | 0 | 0 | 0 | 0 | 0 | 0 | 0
| 51BL | Measured Household - Population | Input (total) | 000's | 2 | 2.2841 | 2.4559 | 2.5495 | 2.6436 | 2.7302 | 2.8125 | 2.8925 | 2.9698 | 3.0449 | 3.1176 | 3.1878 | 3.2552 | 3.32 | 3.3821 | 3.4415 | 3.4976 | 3.5516 | 3.603 | 3.6522 | 3.6993 | 3.7443 | 3.7874 | 3.8285 | 3.8679 | 3.9057 | 3.9418 | 3.9765 | 4.0096 | 4.0409 | 4.0718 | 4.1005 | 4.1288 | 4.1559 | 4.181
| 52BL | Unmeasured Household - Population | Input (total) | 000's | 2 | 2.2014 | 2.0409 | 1.957 | 1.8764 | 1.7975 | 1.722 | 1.6493 | 1.5795 | 1.5123 | 1.4478 | 1.3858 | 1.3263 | 1.2693 | 1.2146 | 1.1622 | 1.1121 | 1.0641 | 1.0182 | 0.97437 | 0.93242 | 0.89233 | 0.85401 | 0.81739 | 0.78239 | 0.74896 | 0.71701 | 0.68648 | 0.65731 | 0.62944 | 0.60283 | 0.57739 | 0.55311 | 0.52992 | 0.50775
| 53BL | Total Resource Zone Population | Sum(49BL:52BL) | 000's | 2 | 4.6891 | 4.7023 | 4.7129 | 4.7273 | 4.7357 | 4.7436 | 4.752 | 4.7604 | 4.7693 | 4.7783 | 4.7876 | 4.7968 | 4.8058 | 4.8144 | 4.8226 | 4.8302 | 4.8378 | 4.8447 | 4.851 | 4.857 | 4.8628 | 4.8684 | 4.8737 | 4.8788 | 4.8839 | 4.8888 | 4.8936 | 4.8983 | 4.9025 | 4.9074 | 4.9113 | 4.9161 | 4.9207 | 4.9244
Occupancy | 54BL | Measured Household - Occupancy Rate (average) (excl voids) | 51BL/45BL | h/prop | 1 | 1.4463 | 1.4709 | 1.4869 | 1.5023 | 1.5126 | 1.5248 | 1.5362 | 1.5466 | 1.5562 | 1.5649 | 1.5727 | 1.5796 | 1.5856 | 1.591 | 1.5955 | 1.5993 | 1.603 | 1.606 | 1.6085 | 1.6105 | 1.612 | 1.6132 | 1.614 | 1.6144 | 1.6145 | 1.6142 | 1.6136 | 1.6125 | 1.611 | 1.61 | 1.6084 | 1.6072 | 1.6055 | 1.6026
| 55BL | Unmeasured Household - Occupancy Rate | 52BL/46BL | h/prop | 1 | 2.1191 | 2.1227 | 2.1158 | 2.1088 | 2.0999 | 2.0911 | 2.0819 | 2.0724 | 2.0626 | 2.0526 | 2.0423 | 2.0318 | 2.0211 | 2.0104 | 1.9997 | 1.9889 | 1.9783 | 1.9677 | 1.9573 | 1.9469 | 1.9368 | 1.9268 | 1.9169 | 1.9073 | 1.8979 | 1.8886 | 1.8796 | 1.8708 | 1.8622 | 1.8538 | 1.8457 | 1.8379 | 1.8303 | 1.823
Metering | 56BL | Total Household Metering penetration (excl. voids) | 45BL/45BL+46BL | % | 0 | 60.32% | 63.46% | 64.96% | 66.42% | 67.83% | 69.13% | 70.39% | 71.59% | 72.74% | 73.85% | 74.92% | 75.94% | 76.93% | 77.87% | 78.77% | 79.64% | 80.46% | 81.26% | 82.02% | 82.75% | 83.45% | 84.12% | 84.76% | 85.38% | 85.97% | 86.54% | 87.09% | 87.62% | 88.12% | 88.61% | 89.07% | 89.51% | 89.94% | 90.35%
| 57BL | Total Household Metering penetration (incl. voids) | 45BL/(45BL+45.7BL+46BL+47BL) | % | 0 | 57.97% | 61.04% | 62.5% | 63.92% | 65.3% | 66.56% | 67.78% | 68.95% | 70.08% | 71.16% | 72.2% | 73.2% | 74.16% | 75.08% | 75.97% | 76.81% | 77.62% | 78.4% | 79.14% | 79.86% | 80.54% | 81.2% | 81.83% | 82.44% | 83.02% | 83.58% | 84.11% | 84.63% | 85.13% | 85.6% | 86.06% | 86.49% | 86.91% | 87.32%
|  | Company: | Dŵr Cymru Welsh Water
|  | Resource Zone Name: | Tywyn Aberdyfi
|  | Resource Zone Number: | 8021
|  | Planning Scenario Name: | Dry Year Annual Average
|  | Chosen Level of Service: | 1 in 20

## 4. BL SDB
Table 4: Baseline supply demand balance
| Row ref | Component | Derivation | Unit | Decimal places | 2015-16 | For info 2017-18 | For info 2018-19 | For info 2019-20 | 2020-21 | 2021-22 | 2022-23 | 2023-24 | 2024-25 | 2025-26 | 2026-27 | 2027-28 | 2028-29 | 2029-30 | 2030-31 | 2031-32 | 2032-33 | 2033-34 | 2034-35 | 2035-36 | 2036-37 | 2037-38 | 2038-39 | 2039-40 | 2040-41 | 2041-42 | 2042-43 | 2043-44 | 2044-45 | 2045-46 | 2046-47 | 2047-48 | 2048-49 | 2049-50
SDB | 11BL | Distribution input | 19BL+20BL+21BL+22BL+32BL+33BL+38BL+39BL | Ml/d | 2 | 1.1737 | 1.3227 | 1.3237 | 1.3125 | 1.2906 | 1.2767 | 1.2602 | 1.243 | 1.2299 | 1.2246 | 1.2152 | 1.2099 | 1.2018 | 1.1936 | 1.1797 | 1.1656 | 1.1513 | 1.1371 | 1.1227 | 1.111 | 1.0991 | 1.0873 | 1.0754 | 1.0635 | 1.0516 | 1.0398 | 1.0279 | 1.016 | 1.0042 | 0.9923 | 0.9804 | 0.96851 | 0.95669 | 0.94492
| 12BL | Water Available For Use (own sources) | (7BL+8BL)-(9BL+10BL) | Ml/d | 2 | 1.1437 | 1.0542 | 1.0252 | 0.9962 | 0.96722 | 0.93825 | 0.90927 | 0.88029 | 0.85132 | 0.82234 | 0.79336 | 0.76438 | 0.73541 | 0.70643 | 0.6847 | 0.67745 | 0.67021 | 0.66296 | 0.65572 | 0.64848 | 0.64123 | 0.63399 | 0.62674 | 0.6195 | 0.61225 | 0.60501 | 0.59777 | 0.59052 | 0.58328 | 0.57603 | 0.56879 | 0.56154 | 0.5543 | 0.54706
| 13BL | Total Water Available For Use | 12BL+(2BL+3BL)-(5BL+6BL) | Ml/d | 2 | 1.1437 | 1.0542 | 1.0252 | 0.9962 | 0.96722 | 0.93825 | 0.90927 | 0.88029 | 0.85132 | 0.82234 | 0.79336 | 0.76438 | 0.73541 | 0.70643 | 0.6847 | 0.67745 | 0.67021 | 0.66296 | 0.65572 | 0.64848 | 0.64123 | 0.63399 | 0.62674 | 0.6195 | 0.61225 | 0.60501 | 0.59777 | 0.59052 | 0.58328 | 0.57603 | 0.56879 | 0.56154 | 0.5543 | 0.54706
| 14BL | Target headroom (climate change component) | Input | Ml/d | 2 | 0.00020591 | 0.089289 | 0.17897 | 0.26859 | 0.35819 | 0.44793 | 0.54 | 0.63 | 0.72 | 0.79 | 0.88 | 0.97 | 1.06 | 1.15 | 1.19 | 1.21 | 1.23 | 1.25 | 1.28 | 1.27 | 1.29 | 1.31 | 1.33 | 1.36 | 1.31 | 1.33 | 1.35 | 1.37 | 1.39 | 1.41 | 1.43 | 1.45 | 1.47 | 1.49
| 15BL | Target headroom (All other components) | Input | Ml/d | 2 | 0.065159 | 0.066206 | 0.067223 | 0.068703 | 0.069913 | 0.070584 | 0.08 | 0.08 | 0.08 | 0.06 | 0.06 | 0.06 | 0.06 | 0.07 | 0.06 | 0.06 | 0.06 | 0.07 | 0.07 | 0.07 | 0.07 | 0.07 | 0.08 | 0.08 | 0.08 | 0.08 | 0.08 | 0.09 | 0.09 | 0.1 | 0.1 | 0.11 | 0.11 | 0.11
| 16BL | Target Headroom | 14BL+15BL | Ml/d | 2 | 0.065365 | 0.1555 | 0.24619 | 0.3373 | 0.4281 | 0.51851 | 0.62 | 0.71 | 0.8 | 0.85 | 0.94 | 1.03 | 1.12 | 1.22 | 1.25 | 1.27 | 1.29 | 1.32 | 1.35 | 1.34 | 1.36 | 1.38 | 1.41 | 1.44 | 1.39 | 1.41 | 1.43 | 1.46 | 1.48 | 1.51 | 1.53 | 1.56 | 1.58 | 1.6
| 17BL | Available Headroom | 13BL-11BL | Ml/d | 2 | -0.029954 | -0.26859 | -0.29848 | -0.3163 | -0.32339 | -0.33847 | -0.35093 | -0.3627 | -0.37856 | -0.40226 | -0.42182 | -0.44556 | -0.46639 | -0.48715 | -0.49498 | -0.48812 | -0.48113 | -0.47409 | -0.46701 | -0.46248 | -0.45789 | -0.45327 | -0.44864 | -0.444 | -0.43938 | -0.43477 | -0.43013 | -0.42552 | -0.4209 | -0.41627 | -0.41161 | -0.40696 | -0.40239 | -0.39786
| 18BL | Supply Demand Balance | 17BL-16BL | Ml/d | 2 | -0.095319 | -0.42408 | -0.54467 | -0.6536 | -0.7515 | -0.85699 | -0.97093 | -1.0727 | -1.1786 | -1.2523 | -1.3618 | -1.4756 | -1.5864 | -1.7071 | -1.745 | -1.7581 | -1.7711 | -1.7941 | -1.817 | -1.8025 | -1.8179 | -1.8333 | -1.8586 | -1.884 | -1.8294 | -1.8448 | -1.8601 | -1.8855 | -1.9009 | -1.9263 | -1.9416 | -1.967 | -1.9824 | -1.9979
|  | Company: | Dŵr Cymru Welsh Water
|  | Resource Zone Name: | Tywyn Aberdyfi
|  | Resource Zone Number: | 8021
|  | Planning Scenario Name: | Dry Year Annual Average
|  | Chosen Level of Service: | 1 in 20
README

## 5. Feasible Options
Table 5: Feasible options detailed costs | [18 empty] | ENTER DISCOUNT RATE % |  |  |  | 3.5% | 3.5% | 3.5% | 3.5% | 3.5% | 3.5% | 3.5% | 3.5% | 3.5% | 3.5% | 3.5% | 3.5% | 3.5% | 3.5% | 3.5% | 3.5% | 3.5% | 3.5% | 3.5% | 3.5% | 3.5% | 3.5% | 3.5% | 3.5% | 3.5% | 3.5% | 3.5% | 3.5% | 3.5% | 3% | 3% | 3% | 3% | 3% | 3% | 3% | 3% | 3% | 3% | 3% | 3% | 3% | 3% | 3% | 3% | 3% | 3% | 3% | 3% | 3% | 3% | 3% | 3% | 3% | 3% | 3% | 3% | 3% | 3% | 3% | 3% | 3% | 3% | 3% | 3% | 3% | 3% | 3% | 3% | 3% | 3% | 3% | 3% | 3% | 2.5% | 2.5% | 2.5% | 2.5% | 2.5% | 2.5% | 2.5% | 2.5% | 2.5% | 2.5% | 2.5% | 2.5% | 2.5% | 2.5% | 2.5% | 2.5% | 2.5% | 2.5% | 2.5% | 2.5% | 2.5% | 2.5% | 2.5% | 2.5% | 2.5% | 2.5% | 2.5% | 2.5% | 2.5%
Detail the gains in WAFU / savings in demand, and the costs of feasible options under capacity use scenario | [18 empty] | ENTER DISCOUNT PERIOD (YRS) | 80 |  | 1 | 0.96618 | 0.93351 | 0.90194 | 0.87144 | 0.84197 | 0.8135 | 0.78599 | 0.75941 | 0.73373 | 0.70892 | 0.68495 | 0.66178 | 0.6394 | 0.61778 | 0.59689 | 0.57671 | 0.5572 | 0.53836 | 0.52016 | 0.50257 | 0.48557 | 0.46915 | 0.45329 | 0.43796 | 0.42315 | 0.40884 | 0.39501 | 0.38165 | 0.36875 | 0.35801 | 0.34758 | 0.33746 | 0.32763 | 0.31809 | 0.30882 | 0.29983 | 0.29109 | 0.28261 | 0.27438 | 0.26639 | 0.25863 | 0.2511 | 0.24379 | 0.23669 | 0.22979 | 0.2231 | 0.2166 | 0.21029 | 0.20417 | 0.19822 | 0.19245 | 0.18684 | 0.1814 | 0.17612 | 0.17099 | 0.16601 | 0.16117 | 0.15648 | 0.15192 | 0.14749 | 0.1432 | 0.13903 | 0.13498 | 0.13105 | 0.12723 | 0.12352 | 0.11993 | 0.11643 | 0.11304 | 0.10975 | 0.10655 | 0.10345 | 0.10044 | 0.097511 | 0.095133 | 0.092813 | 0.090549 | 0.08834 | 0.086186 | Note: If option costs are required from beyond year 80 then the NPV calculation formula must be amended manually to cover the extended period
[22 empty] | 1 | 2 | 3 | 4 | 5 | 6 | 7 | 8 | 9 | 10 | 11 | 12 | 13 | 14 | 15 | 16 | 17 | 18 | 19 | 20 | 21 | 22 | 23 | 24 | 25 | 26 | 27 | 28 | 29 | 30 | 31 | 32 | 33 | 34 | 35 | 36 | 37 | 38 | 39 | 40 | 41 | 42 | 43 | 44 | 45 | 46 | 47 | 48 | 49 | 50 | 51 | 52 | 53 | 54 | 55 | 56 | 57 | 58 | 59 | 60 | 61 | 62 | 63 | 64 | 65 | 66 | 67 | 68 | 69 | 70 | 71 | 72 | 73 | 74 | 75 | 76 | 77 | 78 | 79 | 80 | 81 | 82 | 83 | 84 | 85 | 86 | 87 | 88 | 89 | 90 | 91 | 92 | 93 | 94 | 95 | 96 | 97 | 98 | 99 | 100 | 101 | 102 | 103 | 104
Row ref | Option name | Option reference no. | Type of option | Preferred Option (Y/N) | Earliest potential option start date (Year) | Costs based on capacity | WAFU on full implementation (Ml/d) | NPV of WAFU (Ml) | CAPEX NPV (£000) | OPEX NPV (£000) | NPV of opex savings (£000) | NPV of carbon (£000) | Social & Env. NPV (£000) | TOTAL NPV (£000) | AIC (p/m3) | AISC (p/m3) | Scope confidence (score 1 to 5) | Cost confidence (score 1 to 5) | Cost component | Derivation | Unit | Year 1 | Year 2 | Year 3 | Year 4 | Year 5 | Year 6 | Year 7 | Year 8 | Year 9 | Year 10 | Year 11 | Year 12 | Year 13 | Year 14 | Year 15 | Year 16 | Year 17 | Year 18 | Year 19 | Year 20 | Year 21 | Year 22 | Year 23 | Year 24 | Year 25 | Year 26 | Year 27 | Year 28 | Year 29 | Year 30 | Year 31 | Year 32 | Year 33 | Year 34 | Year 35 | Year 36 | Year 37 | Year 38 | Year 39 | Year 40 | Year 41 | Year 42 | Year 43 | Year 44 | Year 45 | Year 46 | Year 47 | Year 48 | Year 49 | Year 50 | Year 51 | Year 52 | Year 53 | Year 54 | Year 55 | Year 56 | Year 57 | Year 58 | Year 59 | Year 60 | Year 61 | Year 62 | Year 63 | Year 64 | Year 65 | Year 66 | Year 67 | Year 68 | Year 69 | Year 70 | Year 71 | Year 72 | Year 73 | Year 74 | Year 75 | Year 76 | Year 77 | Year 78 | Year 79 | Year 80 | Year 81 | Year 82 | Year 83 | Year 84 | Year 85 | Year 86 | Year 87 | Year 88 | Year 89 | Year 90 | Year 91 | Year 92 | Year 93 | Year 94 | Year 95 | Year 96 | Year 97 | Year 98 | Year 99 | Year 100 | Year 101 | Year 102 | Year 103 | Year 104
58a | RESOURCE SIDE | bar: 1 Year 1 to 80 Year 80
58.1a | Options to increase raw water abstractions | [17 empty] | Total Mld for SDB component |  |  | 0 | 0 | 0 | 0 | 0 | 0 | 0 | 0 | 0 | 0 | 0 | 0 | 0 | 0 | 0 | 0 | 0 | 0 | 0 | 0 | 0 | 0 | 0 | 0 | 0 | 0 | 0 | 0 | 0 | 0 | 0 | 0 | 0 | 0 | 0 | 0 | 0 | 0 | 0 | 0 | 0 | 0 | 0 | 0 | 0 | 0 | 0 | 0 | 0 | 0 | 0 | 0 | 0 | 0 | 0 | 0 | 0 | 0 | 0 | 0 | 0 | 0 | 0 | 0 | 0 | 0 | 0 | 0 | 0 | 0 | 0 | 0 | 0 | 0 | 0 | 0 | 0 | 0 | 0 | 0 | 0 | 0 | 0 | 0 | 0 | 0 | 0 | 0 | 0 | 0 | 0 | 0 | 0 | 0 | 0 | 0 | 0 | 0 | 0 | 0 | 0 | 0 | 0 | 0
58.1x | TYA001 | Abstraction from Afon Dysynni and transfer to Afon Fathew | SW new | N | 2022-23 | Capacity | 0.6 | 4168.833 | 3725.5411 | 422.5861 | 0 | 252.2524 | -314.6171 | 4085.7626 | 99.5033 | 98.0073 | 3 | 4 | Gains in WAFU / Savings in demand | Input | Ml/d | 1 Year 1: 0.6; 2 Year 2: 0.6; 3 Year 3: 0.6; 4 Year 4: 0.6; 5 Year 5: 0.6; 6 Year 6: 0.6; 7 Year 7: 0.6; 8 Year 8: 0.6; 9 Year 9: 0.6; 10 Year 10: 0.6; 11 Year 11: 0.6; 12 Year 12: 0.6; 13 Year 13: 0.6; 14 Year 14: 0.6; 15 Year 15: 0.6; 16 Year 16: 0.6; 17 Year 17: 0.6; 18 Year 18: 0.6; 19 Year 19: 0.6; 20 Year 20: 0.6; 21 Year 21: 0.6; 22 Year 22: 0.6; 23 Year 23: 0.6; 24 Year 24: 0.6; 25 Year 25: 0.6; 26 Year 26: 0.6; 27 Year 27: 0.6; 28 Year 28: 0.6; 29 Year 29: 0.6; 30 Year 30: 0.6; 81 Year 81: 0; 82 Year 82: 0; 83 Year 83: 0; 84 Year 84: 0; 85 Year 85: 0; 86 Year 86: 0; 87 Year 87: 0; 88 Year 88: 0; 89 Year 89: 0; 90 Year 90: 0; 91 Year 91: 0; 92 Year 92: 0; 93 Year 93: 0; 94 Year 94: 0; 95 Year 95: 0; 96 Year 96: 0; 97 Year 97: 0; 98 Year 98: 0; 99 Year 99: 0; 100 Year 100: 0; 101 Year 101: 0; 102 Year 102: 0; 103 Year 103: 0; 104 Year 104: 0
[19 empty] | Fixed capex | Input | £000s | 1 Year 1: 1225; 2 Year 2: 1225; 3 Year 3: 0; 4 Year 4: 0; 5 Year 5: 0; 6 Year 6: 0; 7 Year 7: 0; 8 Year 8: 0; 9 Year 9: 0; 10 Year 10: 0; 11 Year 11: 0; 12 Year 12: 0; 13 Year 13: 0; 14 Year 14: 0; 15 Year 15: 0; 16 Year 16: 0; 17 Year 17: 0; 18 Year 18: 0; 19 Year 19: 0; 20 Year 20: 0; 21 Year 21: 0; 22 Year 22: 0; 23 Year 23: 0; 24 Year 24: 0; 25 Year 25: 0; 26 Year 26: 0; 27 Year 27: 0; 28 Year 28: 0; 29 Year 29: 0; 30 Year 30: 0; 81 Year 81: 0; 82 Year 82: 0; 83 Year 83: 0; 84 Year 84: 0; 85 Year 85: 0; 86 Year 86: 0; 87 Year 87: 0; 88 Year 88: 0; 89 Year 89: 0; 90 Year 90: 0; 91 Year 91: 0; 92 Year 92: 0; 93 Year 93: 0; 94 Year 94: 0; 95 Year 95: 0; 96 Year 96: 0; 97 Year 97: 0; 98 Year 98: 0; 99 Year 99: 0; 100 Year 100: 0; 101 Year 101: 0; 102 Year 102: 0; 103 Year 103: 0; 104 Year 104: 0
[19 empty] | Variable capex | Input | £000s | 1 Year 1: 0; 2 Year 2: 0; 3 Year 3: 0; 4 Year 4: 0; 5 Year 5: 0; 6 Year 6: 0; 7 Year 7: 0; 8 Year 8: 0; 9 Year 9: 0; 10 Year 10: 0; 11 Year 11: 0; 12 Year 12: 0; 13 Year 13: 0; 14 Year 14: 0; 15 Year 15: 0; 16 Year 16: 0; 17 Year 17: 0; 18 Year 18: 0; 19 Year 19: 0; 20 Year 20: 0; 21 Year 21: 0; 22 Year 22: 0; 23 Year 23: 0; 24 Year 24: 0; 25 Year 25: 0; 26 Year 26: 0; 27 Year 27: 0; 28 Year 28: 0; 29 Year 29: 0; 30 Year 30: 0; 81 Year 81: 0; 82 Year 82: 0; 83 Year 83: 0; 84 Year 84: 0; 85 Year 85: 0; 86 Year 86: 0; 87 Year 87: 0; 88 Year 88: 0; 89 Year 89: 0; 90 Year 90: 0; 91 Year 91: 0; 92 Year 92: 0; 93 Year 93: 0; 94 Year 94: 0; 95 Year 95: 0; 96 Year 96: 0; 97 Year 97: 0; 98 Year 98: 0; 99 Year 99: 0; 100 Year 100: 0; 101 Year 101: 0; 102 Year 102: 0; 103 Year 103: 0; 104 Year 104: 0
[19 empty] | Financing costs | Input | £000s | 1 Year 1: 35.525; 2 Year 2: 71.05; 3 Year 3: 71.05; 4 Year 4: 71.05; 5 Year 5: 71.05; 6 Year 6: 71.05; 7 Year 7: 71.05; 8 Year 8: 71.05; 9 Year 9: 71.05; 10 Year 10: 71.05; 11 Year 11: 71.05; 12 Year 12: 71.05; 13 Year 13: 71.05; 14 Year 14: 71.05; 15 Year 15: 71.05; 16 Year 16: 71.05; 17 Year 17: 71.05; 18 Year 18: 71.05; 19 Year 19: 71.05; 20 Year 20: 71.05; 21 Year 21: 71.05; 22 Year 22: 71.05; 23 Year 23: 71.05; 24 Year 24: 71.05; 25 Year 25: 71.05; 26 Year 26: 71.05; 27 Year 27: 71.05; 28 Year 28: 71.05; 29 Year 29: 71.05; 30 Year 30: 71.05
[19 empty] | Fixed opex | Input | £000s | 1 Year 1: 7.735; 2 Year 2: 7.735; 3 Year 3: 7.735; 4 Year 4: 7.735; 5 Year 5: 7.735; 6 Year 6: 7.735; 7 Year 7: 7.735; 8 Year 8: 7.735; 9 Year 9: 7.735; 10 Year 10: 7.735; 11 Year 11: 7.735; 12 Year 12: 7.735; 13 Year 13: 7.735; 14 Year 14: 7.735; 15 Year 15: 7.735; 16 Year 16: 7.735; 17 Year 17: 7.735; 18 Year 18: 7.735; 19 Year 19: 7.735; 20 Year 20: 7.735; 21 Year 21: 7.735; 22 Year 22: 7.735; 23 Year 23: 7.735; 24 Year 24: 7.735; 25 Year 25: 7.735; 26 Year 26: 7.735; 27 Year 27: 7.735; 28 Year 28: 7.735; 29 Year 29: 7.735; 30 Year 30: 7.735; 81 Year 81: 0; 82 Year 82: 0; 83 Year 83: 0; 84 Year 84: 0; 85 Year 85: 0; 86 Year 86: 0; 87 Year 87: 0; 88 Year 88: 0; 89 Year 89: 0; 90 Year 90: 0; 91 Year 91: 0; 92 Year 92: 0; 93 Year 93: 0; 94 Year 94: 0; 95 Year 95: 0; 96 Year 96: 0; 97 Year 97: 0; 98 Year 98: 0; 99 Year 99: 0; 100 Year 100: 0; 101 Year 101: 0; 102 Year 102: 0; 103 Year 103: 0; 104 Year 104: 0
[19 empty] | Variable opex | Input | £000s | 1 Year 1: 14.4646; 2 Year 2: 14.4646; 3 Year 3: 14.4646; 4 Year 4: 14.4646; 5 Year 5: 14.4646; 6 Year 6: 14.4646; 7 Year 7: 14.4646; 8 Year 8: 14.4646; 9 Year 9: 14.4646; 10 Year 10: 14.4646; 11 Year 11: 14.4646; 12 Year 12: 14.4646; 13 Year 13: 14.4646; 14 Year 14: 14.4646; 15 Year 15: 14.4646; 16 Year 16: 14.4646; 17 Year 17: 14.4646; 18 Year 18: 14.4646; 19 Year 19: 14.4646; 20 Year 20: 14.4646; 21 Year 21: 14.4646; 22 Year 22: 14.4646; 23 Year 23: 14.4646; 24 Year 24: 14.4646; 25 Year 25: 14.4646; 26 Year 26: 14.4646; 27 Year 27: 14.4646; 28 Year 28: 14.4646; 29 Year 29: 14.4646; 30 Year 30: 14.4646; 81 Year 81: 0; 82 Year 82: 0; 83 Year 83: 0; 84 Year 84: 0; 85 Year 85: 0; 86 Year 86: 0; 87 Year 87: 0; 88 Year 88: 0; 89 Year 89: 0; 90 Year 90: 0; 91 Year 91: 0; 92 Year 92: 0; 93 Year 93: 0; 94 Year 94: 0; 95 Year 95: 0; 96 Year 96: 0; 97 Year 97: 0; 98 Year 98: 0; 99 Year 99: 0; 100 Year 100: 0; 101 Year 101: 0; 102 Year 102: 0; 103 Year 103: 0; 104 Year 104: 0
[19 empty] | Opex savings | Input | £000s | 1 Year 1: 0; 2 Year 2: 0; 3 Year 3: 0; 4 Year 4: 0; 5 Year 5: 0; 6 Year 6: 0; 7 Year 7: 0; 8 Year 8: 0; 9 Year 9: 0; 10 Year 10: 0; 11 Year 11: 0; 12 Year 12: 0; 13 Year 13: 0; 14 Year 14: 0; 15 Year 15: 0; 16 Year 16: 0; 17 Year 17: 0; 18 Year 18: 0; 19 Year 19: 0; 20 Year 20: 0; 21 Year 21: 0; 22 Year 22: 0; 23 Year 23: 0; 24 Year 24: 0; 25 Year 25: 0; 26 Year 26: 0; 27 Year 27: 0; 28 Year 28: 0; 29 Year 29: 0; 30 Year 30: 0; 81 Year 81: 0; 82 Year 82: 0; 83 Year 83: 0; 84 Year 84: 0; 85 Year 85: 0; 86 Year 86: 0; 87 Year 87: 0; 88 Year 88: 0; 89 Year 89: 0; 90 Year 90: 0; 91 Year 91: 0; 92 Year 92: 0; 93 Year 93: 0; 94 Year 94: 0; 95 Year 95: 0; 96 Year 96: 0; 97 Year 97: 0; 98 Year 98: 0; 99 Year 99: 0; 100 Year 100: 0; 101 Year 101: 0; 102 Year 102: 0; 103 Year 103: 0; 104 Year 104: 0
[19 empty] | Fixed env & social | Input | £000s | 1 Year 1: 0; 2 Year 2: 0; 3 Year 3: 0; 4 Year 4: 0; 5 Year 5: 0; 6 Year 6: 0; 7 Year 7: 0; 8 Year 8: 0; 9 Year 9: 0; 10 Year 10: 0; 11 Year 11: 0; 12 Year 12: 0; 13 Year 13: 0; 14 Year 14: 0; 15 Year 15: 0; 16 Year 16: 0; 17 Year 17: 0; 18 Year 18: 0; 19 Year 19: 0; 20 Year 20: 0; 21 Year 21: 0; 22 Year 22: 0; 23 Year 23: 0; 24 Year 24: 0; 25 Year 25: 0; 26 Year 26: 0; 27 Year 27: 0; 28 Year 28: 0; 29 Year 29: 0; 30 Year 30: 0; 81 Year 81: 0; 82 Year 82: 0; 83 Year 83: 0; 84 Year 84: 0; 85 Year 85: 0; 86 Year 86: 0; 87 Year 87: 0; 88 Year 88: 0; 89 Year 89: 0; 90 Year 90: 0; 91 Year 91: 0; 92 Year 92: 0; 93 Year 93: 0; 94 Year 94: 0; 95 Year 95: 0; 96 Year 96: 0; 97 Year 97: 0; 98 Year 98: 0; 99 Year 99: 0; 100 Year 100: 0; 101 Year 101: 0; 102 Year 102: 0; 103 Year 103: 0; 104 Year 104: 0
[19 empty] | Variable env & social | Input | £000s | 1 Year 1: 0; 2 Year 2: 0; 3 Year 3: 0; 4 Year 4: 0; 5 Year 5: 0; 6 Year 6: 0; 7 Year 7: 0; 8 Year 8: 0; 9 Year 9: 0; 10 Year 10: 0; 11 Year 11: 0; 12 Year 12: 0; 13 Year 13: 0; 14 Year 14: 0; 15 Year 15: 0; 16 Year 16: 0; 17 Year 17: 0; 18 Year 18: 0; 19 Year 19: 0; 20 Year 20: 0; 21 Year 21: 0; 22 Year 22: 0; 23 Year 23: 0; 24 Year 24: 0; 25 Year 25: 0; 26 Year 26: 0; 27 Year 27: 0; 28 Year 28: 0; 29 Year 29: 0; 30 Year 30: 0; 81 Year 81: 0; 82 Year 82: 0; 83 Year 83: 0; 84 Year 84: 0; 85 Year 85: 0; 86 Year 86: 0; 87 Year 87: 0; 88 Year 88: 0; 89 Year 89: 0; 90 Year 90: 0; 91 Year 91: 0; 92 Year 92: 0; 93 Year 93: 0; 94 Year 94: 0; 95 Year 95: 0; 96 Year 96: 0; 97 Year 97: 0; 98 Year 98: 0; 99 Year 99: 0; 100 Year 100: 0; 101 Year 101: 0; 102 Year 102: 0; 103 Year 103: 0; 104 Year 104: 0
[19 empty] | Fixed carbon costs | Input | £000s | 1 Year 1: 40.8873; 2 Year 2: 7.1937; 3 Year 3: 7.3117; 4 Year 4: 7.4296; 5 Year 5: 7.5475; 6 Year 6: 7.6655; 7 Year 7: 7.7834; 8 Year 8: 7.9013; 9 Year 9: 8.0192; 10 Year 10: 8.1372; 11 Year 11: 8.2551; 12 Year 12: 9.0806; 13 Year 13: 9.7882; 14 Year 14: 10.6137; 15 Year 15: 11.3213; 16 Year 16: 12.1468; 17 Year 17: 12.8544; 18 Year 18: 13.6799; 19 Year 19: 14.3875; 20 Year 20: 15.213; 21 Year 21: 15.9206; 22 Year 22: 16.7461; 23 Year 23: 17.4536; 24 Year 24: 18.2792; 25 Year 25: 18.9867; 26 Year 26: 19.8122; 27 Year 27: 20.5198; 28 Year 28: 21.3453; 29 Year 29: 22.0529; 30 Year 30: 22.8784; 81 Year 81: 0; 82 Year 82: 0; 83 Year 83: 0; 84 Year 84: 0; 85 Year 85: 0; 86 Year 86: 0; 87 Year 87: 0; 88 Year 88: 0; 89 Year 89: 0; 90 Year 90: 0; 91 Year 91: 0; 92 Year 92: 0; 93 Year 93: 0; 94 Year 94: 0; 95 Year 95: 0; 96 Year 96: 0; 97 Year 97: 0; 98 Year 98: 0; 99 Year 99: 0; 100 Year 100: 0; 101 Year 101: 0; 102 Year 102: 0; 103 Year 103: 0; 104 Year 104: 0
[19 empty] | Variable carbon costs | Input | £000s | 1 Year 1: 0; 2 Year 2: 0; 3 Year 3: 0; 4 Year 4: 0; 5 Year 5: 0; 6 Year 6: 0; 7 Year 7: 0; 8 Year 8: 0; 9 Year 9: 0; 10 Year 10: 0; 11 Year 11: 0; 12 Year 12: 0; 13 Year 13: 0; 14 Year 14: 0; 15 Year 15: 0; 16 Year 16: 0; 17 Year 17: 0; 18 Year 18: 0; 19 Year 19: 0; 20 Year 20: 0; 21 Year 21: 0; 22 Year 22: 0; 23 Year 23: 0; 24 Year 24: 0; 25 Year 25: 0; 26 Year 26: 0; 27 Year 27: 0; 28 Year 28: 0; 29 Year 29: 0; 30 Year 30: 0; 81 Year 81: 0; 82 Year 82: 0; 83 Year 83: 0; 84 Year 84: 0; 85 Year 85: 0; 86 Year 86: 0; 87 Year 87: 0; 88 Year 88: 0; 89 Year 89: 0; 90 Year 90: 0; 91 Year 91: 0; 92 Year 92: 0; 93 Year 93: 0; 94 Year 94: 0; 95 Year 95: 0; 96 Year 96: 0; 97 Year 97: 0; 98 Year 98: 0; 99 Year 99: 0; 100 Year 100: 0; 101 Year 101: 0; 102 Year 102: 0; 103 Year 103: 0; 104 Year 104: 0
[19 empty] | Customer willingness to pay | Input | £000s | 1 Year 1: -16.5277; 2 Year 2: -16.5277; 3 Year 3: -16.5277; 4 Year 4: -16.5277; 5 Year 5: -16.5277; 6 Year 6: -16.5277; 7 Year 7: -16.5277; 8 Year 8: -16.5277; 9 Year 9: -16.5277; 10 Year 10: -16.5277; 11 Year 11: -16.5277; 12 Year 12: -16.5277; 13 Year 13: -16.5277; 14 Year 14: -16.5277; 15 Year 15: -16.5277; 16 Year 16: -16.5277; 17 Year 17: -16.5277; 18 Year 18: -16.5277; 19 Year 19: -16.5277; 20 Year 20: -16.5277; 21 Year 21: -16.5277; 22 Year 22: -16.5277; 23 Year 23: -16.5277; 24 Year 24: -16.5277; 25 Year 25: -16.5277; 26 Year 26: -16.5277; 27 Year 27: -16.5277; 28 Year 28: -16.5277; 29 Year 29: -16.5277; 30 Year 30: -16.5277; 81 Year 81: 0; 82 Year 82: 0; 83 Year 83: 0; 84 Year 84: 0; 85 Year 85: 0; 86 Year 86: 0; 87 Year 87: 0; 88 Year 88: 0; 89 Year 89: 0; 90 Year 90: 0; 91 Year 91: 0; 92 Year 92: 0; 93 Year 93: 0; 94 Year 94: 0; 95 Year 95: 0; 96 Year 96: 0; 97 Year 97: 0; 98 Year 98: 0; 99 Year 99: 0; 100 Year 100: 0; 101 Year 101: 0; 102 Year 102: 0; 103 Year 103: 0; 104 Year 104: 0
[19 empty] | Total | Sum of above (excl WAFU) | £000s | 1307.0842 | 1308.9156 | 84.0336 | 84.1515 | 84.2694 | 84.3874 | 84.5053 | 84.6232 | 84.7411 | 84.8591 | 84.977 | 85.8025 | 86.5101 | 87.3356 | 88.0432 | 88.8687 | 89.5763 | 90.4018 | 91.1094 | 91.9349 | 92.6425 | 93.468 | 94.1755 | 95.0011 | 95.7086 | 96.5341 | 97.2417 | 98.0672 | 98.7748 | 99.6003 | 0 | 0 | 0 | 0 | 0 | 0 | 0 | 0 | 0 | 0 | 0 | 0 | 0 | 0 | 0 | 0 | 0 | 0 | 0 | 0 | 0 | 0 | 0 | 0 | 0 | 0 | 0 | 0 | 0 | 0 | 0 | 0 | 0 | 0 | 0 | 0 | 0 | 0 | 0 | 0 | 0 | 0 | 0 | 0 | 0 | 0 | 0 | 0 | 0 | 0 | 0 | 0 | 0 | 0 | 0 | 0 | 0 | 0 | 0 | 0 | 0 | 0 | 0 | 0 | 0 | 0 | 0 | 0 | 0 | 0 | 0 | 0 | 0 | 0
58.1x | TYA004 | Abstraction from Afon Dysynni and transfer to Pen y Bont WTW | SW new | Y | 2022-23 | Capacity | 0.9 | 5607.3582 | 11449.1657 | 2000.8676 | 0 | 997.4071 | -314.6171 | 14132.8233 | 239.864 | 252.0407 | 3 | 4 | Gains in WAFU / Savings in demand | Input | Ml/d | 1 Year 1: 0; 2 Year 2: 0; 3 Year 3: 0.9; 4 Year 4: 0.9; 5 Year 5: 0.9; 6 Year 6: 0.9; 7 Year 7: 0.9; 8 Year 8: 0.9; 9 Year 9: 0.9; 10 Year 10: 0.9; 11 Year 11: 0.9; 12 Year 12: 0.9; 13 Year 13: 0.9; 14 Year 14: 0.9; 15 Year 15: 0.9; 16 Year 16: 0.9; 17 Year 17: 0.9; 18 Year 18: 0.9; 19 Year 19: 0.9; 20 Year 20: 0.9; 21 Year 21: 0.9; 22 Year 22: 0.9; 23 Year 23: 0.9; 24 Year 24: 0.9; 25 Year 25: 0.9; 26 Year 26: 0.9; 27 Year 27: 0.9; 28 Year 28: 0.9; 29 Year 29: 0.9; 30 Year 30: 0.9; 81 Year 81: 0; 82 Year 82: 0; 83 Year 83: 0; 84 Year 84: 0; 85 Year 85: 0; 86 Year 86: 0; 87 Year 87: 0; 88 Year 88: 0; 89 Year 89: 0; 90 Year 90: 0; 91 Year 91: 0; 92 Year 92: 0; 93 Year 93: 0; 94 Year 94: 0; 95 Year 95: 0; 96 Year 96: 0; 97 Year 97: 0; 98 Year 98: 0; 99 Year 99: 0; 100 Year 100: 0; 101 Year 101: 0; 102 Year 102: 0; 103 Year 103: 0; 104 Year 104: 0
[19 empty] | Fixed capex | Input | £000s | 1 Year 1: 3764.615; 2 Year 2: 3764.615; 3 Year 3: 0; 4 Year 4: 0; 5 Year 5: 0; 6 Year 6: 0; 7 Year 7: 0; 8 Year 8: 0; 9 Year 9: 0; 10 Year 10: 0; 11 Year 11: 0; 12 Year 12: 0; 13 Year 13: 0; 14 Year 14: 0; 15 Year 15: 0; 16 Year 16: 0; 17 Year 17: 0; 18 Year 18: 0; 19 Year 19: 0; 20 Year 20: 0; 21 Year 21: 0; 22 Year 22: 0; 23 Year 23: 0; 24 Year 24: 0; 25 Year 25: 0; 26 Year 26: 0; 27 Year 27: 0; 28 Year 28: 0; 29 Year 29: 0; 30 Year 30: 0; 81 Year 81: 0; 82 Year 82: 0; 83 Year 83: 0; 84 Year 84: 0; 85 Year 85: 0; 86 Year 86: 0; 87 Year 87: 0; 88 Year 88: 0; 89 Year 89: 0; 90 Year 90: 0; 91 Year 91: 0; 92 Year 92: 0; 93 Year 93: 0; 94 Year 94: 0; 95 Year 95: 0; 96 Year 96: 0; 97 Year 97: 0; 98 Year 98: 0; 99 Year 99: 0; 100 Year 100: 0; 101 Year 101: 0; 102 Year 102: 0; 103 Year 103: 0; 104 Year 104: 0
[19 empty] | Variable capex | Input | £000s | 1 Year 1: 0; 2 Year 2: 0; 3 Year 3: 0; 4 Year 4: 0; 5 Year 5: 0; 6 Year 6: 0; 7 Year 7: 0; 8 Year 8: 0; 9 Year 9: 0; 10 Year 10: 0; 11 Year 11: 0; 12 Year 12: 0; 13 Year 13: 0; 14 Year 14: 0; 15 Year 15: 0; 16 Year 16: 0; 17 Year 17: 0; 18 Year 18: 0; 19 Year 19: 0; 20 Year 20: 0; 21 Year 21: 0; 22 Year 22: 0; 23 Year 23: 0; 24 Year 24: 0; 25 Year 25: 0; 26 Year 26: 0; 27 Year 27: 0; 28 Year 28: 0; 29 Year 29: 0; 30 Year 30: 0; 81 Year 81: 0; 82 Year 82: 0; 83 Year 83: 0; 84 Year 84: 0; 85 Year 85: 0; 86 Year 86: 0; 87 Year 87: 0; 88 Year 88: 0; 89 Year 89: 0; 90 Year 90: 0; 91 Year 91: 0; 92 Year 92: 0; 93 Year 93: 0; 94 Year 94: 0; 95 Year 95: 0; 96 Year 96: 0; 97 Year 97: 0; 98 Year 98: 0; 99 Year 99: 0; 100 Year 100: 0; 101 Year 101: 0; 102 Year 102: 0; 103 Year 103: 0; 104 Year 104: 0
[19 empty] | Financing costs | Input | £000s | 1 Year 1: 109.1738; 2 Year 2: 218.3477; 3 Year 3: 218.3477; 4 Year 4: 218.3477; 5 Year 5: 218.3477; 6 Year 6: 218.3477; 7 Year 7: 218.3477; 8 Year 8: 218.3477; 9 Year 9: 218.3477; 10 Year 10: 218.3477; 11 Year 11: 218.3477; 12 Year 12: 218.3477; 13 Year 13: 218.3477; 14 Year 14: 218.3477; 15 Year 15: 218.3477; 16 Year 16: 218.3477; 17 Year 17: 218.3477; 18 Year 18: 218.3477; 19 Year 19: 218.3477; 20 Year 20: 218.3477; 21 Year 21: 218.3477; 22 Year 22: 218.3477; 23 Year 23: 218.3477; 24 Year 24: 218.3477; 25 Year 25: 218.3477; 26 Year 26: 218.3477; 27 Year 27: 218.3477; 28 Year 28: 218.3477; 29 Year 29: 218.3477; 30 Year 30: 218.3477
[19 empty] | Fixed opex | Input | £000s | 1 Year 1: 36.626; 2 Year 2: 36.626; 3 Year 3: 36.626; 4 Year 4: 36.626; 5 Year 5: 36.626; 6 Year 6: 36.626; 7 Year 7: 36.626; 8 Year 8: 36.626; 9 Year 9: 36.626; 10 Year 10: 36.626; 11 Year 11: 36.626; 12 Year 12: 36.626; 13 Year 13: 36.626; 14 Year 14: 36.626; 15 Year 15: 36.626; 16 Year 16: 36.626; 17 Year 17: 36.626; 18 Year 18: 36.626; 19 Year 19: 36.626; 20 Year 20: 36.626; 21 Year 21: 36.626; 22 Year 22: 36.626; 23 Year 23: 36.626; 24 Year 24: 36.626; 25 Year 25: 36.626; 26 Year 26: 36.626; 27 Year 27: 36.626; 28 Year 28: 36.626; 29 Year 29: 36.626; 30 Year 30: 36.626; 81 Year 81: 0; 82 Year 82: 0; 83 Year 83: 0; 84 Year 84: 0; 85 Year 85: 0; 86 Year 86: 0; 87 Year 87: 0; 88 Year 88: 0; 89 Year 89: 0; 90 Year 90: 0; 91 Year 91: 0; 92 Year 92: 0; 93 Year 93: 0; 94 Year 94: 0; 95 Year 95: 0; 96 Year 96: 0; 97 Year 97: 0; 98 Year 98: 0; 99 Year 99: 0; 100 Year 100: 0; 101 Year 101: 0; 102 Year 102: 0; 103 Year 103: 0; 104 Year 104: 0
[19 empty] | Variable opex | Input | £000s | 1 Year 1: 68.4849; 2 Year 2: 68.4849; 3 Year 3: 68.4849; 4 Year 4: 68.4849; 5 Year 5: 68.4849; 6 Year 6: 68.4849; 7 Year 7: 68.4849; 8 Year 8: 68.4849; 9 Year 9: 68.4849; 10 Year 10: 68.4849; 11 Year 11: 68.4849; 12 Year 12: 68.4849; 13 Year 13: 68.4849; 14 Year 14: 68.4849; 15 Year 15: 68.4849; 16 Year 16: 68.4849; 17 Year 17: 68.4849; 18 Year 18: 68.4849; 19 Year 19: 68.4849; 20 Year 20: 68.4849; 21 Year 21: 68.4849; 22 Year 22: 68.4849; 23 Year 23: 68.4849; 24 Year 24: 68.4849; 25 Year 25: 68.4849; 26 Year 26: 68.4849; 27 Year 27: 68.4849; 28 Year 28: 68.4849; 29 Year 29: 68.4849; 30 Year 30: 68.4849; 81 Year 81: 0; 82 Year 82: 0; 83 Year 83: 0; 84 Year 84: 0; 85 Year 85: 0; 86 Year 86: 0; 87 Year 87: 0; 88 Year 88: 0; 89 Year 89: 0; 90 Year 90: 0; 91 Year 91: 0; 92 Year 92: 0; 93 Year 93: 0; 94 Year 94: 0; 95 Year 95: 0; 96 Year 96: 0; 97 Year 97: 0; 98 Year 98: 0; 99 Year 99: 0; 100 Year 100: 0; 101 Year 101: 0; 102 Year 102: 0; 103 Year 103: 0; 104 Year 104: 0
[19 empty] | Opex savings | Input | £000s | 1 Year 1: 0; 2 Year 2: 0; 3 Year 3: 0; 4 Year 4: 0; 5 Year 5: 0; 6 Year 6: 0; 7 Year 7: 0; 8 Year 8: 0; 9 Year 9: 0; 10 Year 10: 0; 11 Year 11: 0; 12 Year 12: 0; 13 Year 13: 0; 14 Year 14: 0; 15 Year 15: 0; 16 Year 16: 0; 17 Year 17: 0; 18 Year 18: 0; 19 Year 19: 0; 20 Year 20: 0; 21 Year 21: 0; 22 Year 22: 0; 23 Year 23: 0; 24 Year 24: 0; 25 Year 25: 0; 26 Year 26: 0; 27 Year 27: 0; 28 Year 28: 0; 29 Year 29: 0; 30 Year 30: 0; 81 Year 81: 0; 82 Year 82: 0; 83 Year 83: 0; 84 Year 84: 0; 85 Year 85: 0; 86 Year 86: 0; 87 Year 87: 0; 88 Year 88: 0; 89 Year 89: 0; 90 Year 90: 0; 91 Year 91: 0; 92 Year 92: 0; 93 Year 93: 0; 94 Year 94: 0; 95 Year 95: 0; 96 Year 96: 0; 97 Year 97: 0; 98 Year 98: 0; 99 Year 99: 0; 100 Year 100: 0; 101 Year 101: 0; 102 Year 102: 0; 103 Year 103: 0; 104 Year 104: 0
[19 empty] | Fixed env & social | Input | £000s | 1 Year 1: 0; 2 Year 2: 0; 3 Year 3: 0; 4 Year 4: 0; 5 Year 5: 0; 6 Year 6: 0; 7 Year 7: 0; 8 Year 8: 0; 9 Year 9: 0; 10 Year 10: 0; 11 Year 11: 0; 12 Year 12: 0; 13 Year 13: 0; 14 Year 14: 0; 15 Year 15: 0; 16 Year 16: 0; 17 Year 17: 0; 18 Year 18: 0; 19 Year 19: 0; 20 Year 20: 0; 21 Year 21: 0; 22 Year 22: 0; 23 Year 23: 0; 24 Year 24: 0; 25 Year 25: 0; 26 Year 26: 0; 27 Year 27: 0; 28 Year 28: 0; 29 Year 29: 0; 30 Year 30: 0; 81 Year 81: 0; 82 Year 82: 0; 83 Year 83: 0; 84 Year 84: 0; 85 Year 85: 0; 86 Year 86: 0; 87 Year 87: 0; 88 Year 88: 0; 89 Year 89: 0; 90 Year 90: 0; 91 Year 91: 0; 92 Year 92: 0; 93 Year 93: 0; 94 Year 94: 0; 95 Year 95: 0; 96 Year 96: 0; 97 Year 97: 0; 98 Year 98: 0; 99 Year 99: 0; 100 Year 100: 0; 101 Year 101: 0; 102 Year 102: 0; 103 Year 103: 0; 104 Year 104: 0
[19 empty] | Variable env & social | Input | £000s | 1 Year 1: 0; 2 Year 2: 0; 3 Year 3: 0; 4 Year 4: 0; 5 Year 5: 0; 6 Year 6: 0; 7 Year 7: 0; 8 Year 8: 0; 9 Year 9: 0; 10 Year 10: 0; 11 Year 11: 0; 12 Year 12: 0; 13 Year 13: 0; 14 Year 14: 0; 15 Year 15: 0; 16 Year 16: 0; 17 Year 17: 0; 18 Year 18: 0; 19 Year 19: 0; 20 Year 20: 0; 21 Year 21: 0; 22 Year 22: 0; 23 Year 23: 0; 24 Year 24: 0; 25 Year 25: 0; 26 Year 26: 0; 27 Year 27: 0; 28 Year 28: 0; 29 Year 29: 0; 30 Year 30: 0; 81 Year 81: 0; 82 Year 82: 0; 83 Year 83: 0; 84 Year 84: 0; 85 Year 85: 0; 86 Year 86: 0; 87 Year 87: 0; 88 Year 88: 0; 89 Year 89: 0; 90 Year 90: 0; 91 Year 91: 0; 92 Year 92: 0; 93 Year 93: 0; 94 Year 94: 0; 95 Year 95: 0; 96 Year 96: 0; 97 Year 97: 0; 98 Year 98: 0; 99 Year 99: 0; 100 Year 100: 0; 101 Year 101: 0; 102 Year 102: 0; 103 Year 103: 0; 104 Year 104: 0
[19 empty] | Fixed carbon costs | Input | £000s | 1 Year 1: 73.8564; 2 Year 2: 31.4327; 3 Year 3: 31.948; 4 Year 4: 32.4633; 5 Year 5: 32.9786; 6 Year 6: 33.4939; 7 Year 7: 34.0091; 8 Year 8: 34.5244; 9 Year 9: 35.0397; 10 Year 10: 35.555; 11 Year 11: 36.0703; 12 Year 12: 39.6773; 13 Year 13: 42.7691; 14 Year 14: 46.3761; 15 Year 15: 49.4678; 16 Year 16: 53.0749; 17 Year 17: 56.1666; 18 Year 18: 59.7736; 19 Year 19: 62.8654; 20 Year 20: 66.4724; 21 Year 21: 69.5641; 22 Year 22: 73.1712; 23 Year 23: 76.2629; 24 Year 24: 79.87; 25 Year 25: 82.9617; 26 Year 26: 86.5687; 27 Year 27: 89.6605; 28 Year 28: 93.2675; 29 Year 29: 96.3592; 30 Year 30: 99.9663; 81 Year 81: 0; 82 Year 82: 0; 83 Year 83: 0; 84 Year 84: 0; 85 Year 85: 0; 86 Year 86: 0; 87 Year 87: 0; 88 Year 88: 0; 89 Year 89: 0; 90 Year 90: 0; 91 Year 91: 0; 92 Year 92: 0; 93 Year 93: 0; 94 Year 94: 0; 95 Year 95: 0; 96 Year 96: 0; 97 Year 97: 0; 98 Year 98: 0; 99 Year 99: 0; 100 Year 100: 0; 101 Year 101: 0; 102 Year 102: 0; 103 Year 103: 0; 104 Year 104: 0
[19 empty] | Variable carbon costs | Input | £000s | 1 Year 1: 0; 2 Year 2: 0; 3 Year 3: 0; 4 Year 4: 0; 5 Year 5: 0; 6 Year 6: 0; 7 Year 7: 0; 8 Year 8: 0; 9 Year 9: 0; 10 Year 10: 0; 11 Year 11: 0; 12 Year 12: 0; 13 Year 13: 0; 14 Year 14: 0; 15 Year 15: 0; 16 Year 16: 0; 17 Year 17: 0; 18 Year 18: 0; 19 Year 19: 0; 20 Year 20: 0; 21 Year 21: 0; 22 Year 22: 0; 23 Year 23: 0; 24 Year 24: 0; 25 Year 25: 0; 26 Year 26: 0; 27 Year 27: 0; 28 Year 28: 0; 29 Year 29: 0; 30 Year 30: 0; 81 Year 81: 0; 82 Year 82: 0; 83 Year 83: 0; 84 Year 84: 0; 85 Year 85: 0; 86 Year 86: 0; 87 Year 87: 0; 88 Year 88: 0; 89 Year 89: 0; 90 Year 90: 0; 91 Year 91: 0; 92 Year 92: 0; 93 Year 93: 0; 94 Year 94: 0; 95 Year 95: 0; 96 Year 96: 0; 97 Year 97: 0; 98 Year 98: 0; 99 Year 99: 0; 100 Year 100: 0; 101 Year 101: 0; 102 Year 102: 0; 103 Year 103: 0; 104 Year 104: 0
[19 empty] | Customer willingness to pay | Input | £000s | 1 Year 1: -16.5277; 2 Year 2: -16.5277; 3 Year 3: -16.5277; 4 Year 4: -16.5277; 5 Year 5: -16.5277; 6 Year 6: -16.5277; 7 Year 7: -16.5277; 8 Year 8: -16.5277; 9 Year 9: -16.5277; 10 Year 10: -16.5277; 11 Year 11: -16.5277; 12 Year 12: -16.5277; 13 Year 13: -16.5277; 14 Year 14: -16.5277; 15 Year 15: -16.5277; 16 Year 16: -16.5277; 17 Year 17: -16.5277; 18 Year 18: -16.5277; 19 Year 19: -16.5277; 20 Year 20: -16.5277; 21 Year 21: -16.5277; 22 Year 22: -16.5277; 23 Year 23: -16.5277; 24 Year 24: -16.5277; 25 Year 25: -16.5277; 26 Year 26: -16.5277; 27 Year 27: -16.5277; 28 Year 28: -16.5277; 29 Year 29: -16.5277; 30 Year 30: -16.5277; 81 Year 81: 0; 82 Year 82: 0; 83 Year 83: 0; 84 Year 84: 0; 85 Year 85: 0; 86 Year 86: 0; 87 Year 87: 0; 88 Year 88: 0; 89 Year 89: 0; 90 Year 90: 0; 91 Year 91: 0; 92 Year 92: 0; 93 Year 93: 0; 94 Year 94: 0; 95 Year 95: 0; 96 Year 96: 0; 97 Year 97: 0; 98 Year 98: 0; 99 Year 99: 0; 100 Year 100: 0; 101 Year 101: 0; 102 Year 102: 0; 103 Year 103: 0; 104 Year 104: 0
[19 empty] | Total | Sum of above (excl WAFU) | £000s | 4036.2285 | 4102.9786 | 338.8789 | 339.3942 | 339.9095 | 340.4248 | 340.9401 | 341.4554 | 341.9707 | 342.486 | 343.0012 | 346.6083 | 349.7 | 353.307 | 356.3988 | 360.0058 | 363.0976 | 366.7046 | 369.7963 | 373.4033 | 376.4951 | 380.1021 | 383.1939 | 386.8009 | 389.8926 | 393.4997 | 396.5914 | 400.1984 | 403.2902 | 406.8972 | 0 | 0 | 0 | 0 | 0 | 0 | 0 | 0 | 0 | 0 | 0 | 0 | 0 | 0 | 0 | 0 | 0 | 0 | 0 | 0 | 0 | 0 | 0 | 0 | 0 | 0 | 0 | 0 | 0 | 0 | 0 | 0 | 0 | 0 | 0 | 0 | 0 | 0 | 0 | 0 | 0 | 0 | 0 | 0 | 0 | 0 | 0 | 0 | 0 | 0 | 0 | 0 | 0 | 0 | 0 | 0 | 0 | 0 | 0 | 0 | 0 | 0 | 0 | 0 | 0 | 0 | 0 | 0 | 0 | 0 | 0 | 0 | 0 | 0
58.2a | Options to increase raw imports | [20 empty] | 0 | 0 | 0 | 0 | 0 | 0 | 0 | 0 | 0 | 0 | 0 | 0 | 0 | 0 | 0 | 0 | 0 | 0 | 0 | 0 | 0 | 0 | 0 | 0 | 0 | 0 | 0 | 0 | 0 | 0 | 0 | 0 | 0 | 0 | 0 | 0 | 0 | 0 | 0 | 0 | 0 | 0 | 0 | 0 | 0 | 0 | 0 | 0 | 0 | 0 | 0 | 0 | 0 | 0 | 0 | 0 | 0 | 0 | 0 | 0 | 0 | 0 | 0 | 0 | 0 | 0 | 0 | 0 | 0 | 0 | 0 | 0 | 0 | 0 | 0 | 0 | 0 | 0 | 0 | 0 | 0 | 0 | 0 | 0 | 0 | 0 | 0 | 0 | 0 | 0 | 0 | 0 | 0 | 0 | 0 | 0 | 0 | 0 | 0 | 0 | 0 | 0 | 0 | 0
58.3a | Options to increase potable imports | [20 empty] | 0 | 0 | 0 | 0 | 0 | 0 | 0 | 0 | 0 | 0 | 0 | 0 | 0 | 0 | 0 | 0 | 0 | 0 | 0 | 0 | 0 | 0 | 0 | 0 | 0 | 0 | 0 | 0 | 0 | 0 | 0 | 0 | 0 | 0 | 0 | 0 | 0 | 0 | 0 | 0 | 0 | 0 | 0 | 0 | 0 | 0 | 0 | 0 | 0 | 0 | 0 | 0 | 0 | 0 | 0 | 0 | 0 | 0 | 0 | 0 | 0 | 0 | 0 | 0 | 0 | 0 | 0 | 0 | 0 | 0 | 0 | 0 | 0 | 0 | 0 | 0 | 0 | 0 | 0 | 0 | 0 | 0 | 0 | 0 | 0 | 0 | 0 | 0 | 0 | 0 | 0 | 0 | 0 | 0 | 0 | 0 | 0 | 0 | 0 | 0 | 0 | 0 | 0 | 0
58.4a | Options to reduce raw water losses and operational use | [20 empty] | 0 | 0 | 0 | 0 | 0 | 0 | 0 | 0 | 0 | 0 | 0 | 0 | 0 | 0 | 0 | 0 | 0 | 0 | 0 | 0 | 0 | 0 | 0 | 0 | 0 | 0 | 0 | 0 | 0 | 0 | 0 | 0 | 0 | 0 | 0 | 0 | 0 | 0 | 0 | 0 | 0 | 0 | 0 | 0 | 0 | 0 | 0 | 0 | 0 | 0 | 0 | 0 | 0 | 0 | 0 | 0 | 0 | 0 | 0 | 0 | 0 | 0 | 0 | 0 | 0 | 0 | 0 | 0 | 0 | 0 | 0 | 0 | 0 | 0 | 0 | 0 | 0 | 0 | 0 | 0 | 0 | 0 | 0 | 0 | 0 | 0 | 0 | 0 | 0 | 0 | 0 | 0 | 0 | 0 | 0 | 0 | 0 | 0 | 0 | 0 | 0 | 0 | 0 | 0
58.5a | Options to reduce raw water exports | [20 empty] | 0 | 0 | 0 | 0 | 0 | 0 | 0 | 0 | 0 | 0 | 0 | 0 | 0 | 0 | 0 | 0 | 0 | 0 | 0 | 0 | 0 | 0 | 0 | 0 | 0 | 0 | 0 | 0 | 0 | 0 | 0 | 0 | 0 | 0 | 0 | 0 | 0 | 0 | 0 | 0 | 0 | 0 | 0 | 0 | 0 | 0 | 0 | 0 | 0 | 0 | 0 | 0 | 0 | 0 | 0 | 0 | 0 | 0 | 0 | 0 | 0 | 0 | 0 | 0 | 0 | 0 | 0 | 0 | 0 | 0 | 0 | 0 | 0 | 0 | 0 | 0 | 0 | 0 | 0 | 0 | 0 | 0 | 0 | 0 | 0 | 0 | 0 | 0 | 0 | 0 | 0 | 0 | 0 | 0 | 0 | 0 | 0 | 0 | 0 | 0 | 0 | 0 | 0 | 0
58.6a | Options to reduce potable water exports | [20 empty] | 0 | 0 | 0 | 0 | 0 | 0 | 0 | 0 | 0 | 0 | 0 | 0 | 0 | 0 | 0 | 0 | 0 | 0 | 0 | 0 | 0 | 0 | 0 | 0 | 0 | 0 | 0 | 0 | 0 | 0 | 0 | 0 | 0 | 0 | 0 | 0 | 0 | 0 | 0 | 0 | 0 | 0 | 0 | 0 | 0 | 0 | 0 | 0 | 0 | 0 | 0 | 0 | 0 | 0 | 0 | 0 | 0 | 0 | 0 | 0 | 0 | 0 | 0 | 0 | 0 | 0 | 0 | 0 | 0 | 0 | 0 | 0 | 0 | 0 | 0 | 0 | 0 | 0 | 0 | 0 | 0 | 0 | 0 | 0 | 0 | 0 | 0 | 0 | 0 | 0 | 0 | 0 | 0 | 0 | 0 | 0 | 0 | 0 | 0 | 0 | 0 | 0 | 0 | 0
58.7a | Other options to increase Deployable Output | [20 empty] | 0 | 0 | 0 | 0 | 0 | 0 | 0 | 0 | 0 | 0 | 0 | 0 | 0 | 0 | 0 | 0 | 0 | 0 | 0 | 0 | 0 | 0 | 0 | 0 | 0 | 0 | 0 | 0 | 0 | 0 | 0 | 0 | 0 | 0 | 0 | 0 | 0 | 0 | 0 | 0 | 0 | 0 | 0 | 0 | 0 | 0 | 0 | 0 | 0 | 0 | 0 | 0 | 0 | 0 | 0 | 0 | 0 | 0 | 0 | 0 | 0 | 0 | 0 | 0 | 0 | 0 | 0 | 0 | 0 | 0 | 0 | 0 | 0 | 0 | 0 | 0 | 0 | 0 | 0 | 0 | 0 | 0 | 0 | 0 | 0 | 0 | 0 | 0 | 0 | 0 | 0 | 0 | 0 | 0 | 0 | 0 | 0 | 0 | 0 | 0 | 0 | 0 | 0 | 0
58.1x | TYA009A | Pen-y-Bont WTW Bankside Storage (8Ml) | New reservoir | N | 2022-23 | Capacity | 1 | 6948.055 | 623.5719 | 434.0389 | 0 | 221.3846 | 1074.6665 | 2353.6619 | 15.2217 | 33.8751 | 3 | 4 | Gains in WAFU / Savings in demand | Input | Ml/d | 1 Year 1: 1; 2 Year 2: 1; 3 Year 3: 1; 4 Year 4: 1; 5 Year 5: 1; 6 Year 6: 1; 7 Year 7: 1; 8 Year 8: 1; 9 Year 9: 1; 10 Year 10: 1; 11 Year 11: 1; 12 Year 12: 1; 13 Year 13: 1; 14 Year 14: 1; 15 Year 15: 1; 16 Year 16: 1; 17 Year 17: 1; 18 Year 18: 1; 19 Year 19: 1; 20 Year 20: 1; 21 Year 21: 1; 22 Year 22: 1; 23 Year 23: 1; 24 Year 24: 1; 25 Year 25: 1; 26 Year 26: 1; 27 Year 27: 1; 28 Year 28: 1; 29 Year 29: 1; 30 Year 30: 1; 81 Year 81: 0; 82 Year 82: 0; 83 Year 83: 0; 84 Year 84: 0; 85 Year 85: 0; 86 Year 86: 0; 87 Year 87: 0; 88 Year 88: 0; 89 Year 89: 0; 90 Year 90: 0; 91 Year 91: 0; 92 Year 92: 0; 93 Year 93: 0; 94 Year 94: 0; 95 Year 95: 0; 96 Year 96: 0; 97 Year 97: 0; 98 Year 98: 0; 99 Year 99: 0; 100 Year 100: 0; 101 Year 101: 0; 102 Year 102: 0; 103 Year 103: 0; 104 Year 104: 0
[19 empty] | Fixed capex | Input | £000s | 1 Year 1: 205.0375; 2 Year 2: 205.0375; 3 Year 3: 0; 4 Year 4: 0; 5 Year 5: 0; 6 Year 6: 0; 7 Year 7: 0; 8 Year 8: 0; 9 Year 9: 0; 10 Year 10: 0; 11 Year 11: 0; 12 Year 12: 0; 13 Year 13: 0; 14 Year 14: 0; 15 Year 15: 0; 16 Year 16: 0; 17 Year 17: 0; 18 Year 18: 0; 19 Year 19: 0; 20 Year 20: 0; 21 Year 21: 0; 22 Year 22: 0; 23 Year 23: 0; 24 Year 24: 0; 25 Year 25: 0; 26 Year 26: 0; 27 Year 27: 0; 28 Year 28: 0; 29 Year 29: 0; 30 Year 30: 0; 81 Year 81: 0; 82 Year 82: 0; 83 Year 83: 0; 84 Year 84: 0; 85 Year 85: 0; 86 Year 86: 0; 87 Year 87: 0; 88 Year 88: 0; 89 Year 89: 0; 90 Year 90: 0; 91 Year 91: 0; 92 Year 92: 0; 93 Year 93: 0; 94 Year 94: 0; 95 Year 95: 0; 96 Year 96: 0; 97 Year 97: 0; 98 Year 98: 0; 99 Year 99: 0; 100 Year 100: 0; 101 Year 101: 0; 102 Year 102: 0; 103 Year 103: 0; 104 Year 104: 0
[19 empty] | Variable capex | Input | £000s | 1 Year 1: 0; 2 Year 2: 0; 3 Year 3: 0; 4 Year 4: 0; 5 Year 5: 0; 6 Year 6: 0; 7 Year 7: 0; 8 Year 8: 0; 9 Year 9: 0; 10 Year 10: 0; 11 Year 11: 0; 12 Year 12: 0; 13 Year 13: 0; 14 Year 14: 0; 15 Year 15: 0; 16 Year 16: 0; 17 Year 17: 0; 18 Year 18: 0; 19 Year 19: 0; 20 Year 20: 0; 21 Year 21: 0; 22 Year 22: 0; 23 Year 23: 0; 24 Year 24: 0; 25 Year 25: 0; 26 Year 26: 0; 27 Year 27: 0; 28 Year 28: 0; 29 Year 29: 0; 30 Year 30: 0; 81 Year 81: 0; 82 Year 82: 0; 83 Year 83: 0; 84 Year 84: 0; 85 Year 85: 0; 86 Year 86: 0; 87 Year 87: 0; 88 Year 88: 0; 89 Year 89: 0; 90 Year 90: 0; 91 Year 91: 0; 92 Year 92: 0; 93 Year 93: 0; 94 Year 94: 0; 95 Year 95: 0; 96 Year 96: 0; 97 Year 97: 0; 98 Year 98: 0; 99 Year 99: 0; 100 Year 100: 0; 101 Year 101: 0; 102 Year 102: 0; 103 Year 103: 0; 104 Year 104: 0
[19 empty] | Financing costs | Input | £000s | 1 Year 1: 5.9461; 2 Year 2: 11.8922; 3 Year 3: 11.8922; 4 Year 4: 11.8922; 5 Year 5: 11.8922; 6 Year 6: 11.8922; 7 Year 7: 11.8922; 8 Year 8: 11.8922; 9 Year 9: 11.8922; 10 Year 10: 11.8922; 11 Year 11: 11.8922; 12 Year 12: 11.8922; 13 Year 13: 11.8922; 14 Year 14: 11.8922; 15 Year 15: 11.8922; 16 Year 16: 11.8922; 17 Year 17: 11.8922; 18 Year 18: 11.8922; 19 Year 19: 11.8922; 20 Year 20: 11.8922; 21 Year 21: 11.8922; 22 Year 22: 11.8922; 23 Year 23: 11.8922; 24 Year 24: 11.8922; 25 Year 25: 11.8922; 26 Year 26: 11.8922; 27 Year 27: 11.8922; 28 Year 28: 11.8922; 29 Year 29: 11.8922; 30 Year 30: 11.8922
[19 empty] | Fixed opex | Input | £000s | 1 Year 1: 7.945; 2 Year 2: 7.945; 3 Year 3: 7.945; 4 Year 4: 7.945; 5 Year 5: 7.945; 6 Year 6: 7.945; 7 Year 7: 7.945; 8 Year 8: 7.945; 9 Year 9: 7.945; 10 Year 10: 7.945; 11 Year 11: 7.945; 12 Year 12: 7.945; 13 Year 13: 7.945; 14 Year 14: 7.945; 15 Year 15: 7.945; 16 Year 16: 7.945; 17 Year 17: 7.945; 18 Year 18: 7.945; 19 Year 19: 7.945; 20 Year 20: 7.945; 21 Year 21: 7.945; 22 Year 22: 7.945; 23 Year 23: 7.945; 24 Year 24: 7.945; 25 Year 25: 7.945; 26 Year 26: 7.945; 27 Year 27: 7.945; 28 Year 28: 7.945; 29 Year 29: 7.945; 30 Year 30: 7.945; 81 Year 81: 0; 82 Year 82: 0; 83 Year 83: 0; 84 Year 84: 0; 85 Year 85: 0; 86 Year 86: 0; 87 Year 87: 0; 88 Year 88: 0; 89 Year 89: 0; 90 Year 90: 0; 91 Year 91: 0; 92 Year 92: 0; 93 Year 93: 0; 94 Year 94: 0; 95 Year 95: 0; 96 Year 96: 0; 97 Year 97: 0; 98 Year 98: 0; 99 Year 99: 0; 100 Year 100: 0; 101 Year 101: 0; 102 Year 102: 0; 103 Year 103: 0; 104 Year 104: 0
[19 empty] | Variable opex | Input | £000s | 1 Year 1: 14.8562; 2 Year 2: 14.8562; 3 Year 3: 14.8562; 4 Year 4: 14.8562; 5 Year 5: 14.8562; 6 Year 6: 14.8562; 7 Year 7: 14.8562; 8 Year 8: 14.8562; 9 Year 9: 14.8562; 10 Year 10: 14.8562; 11 Year 11: 14.8562; 12 Year 12: 14.8562; 13 Year 13: 14.8562; 14 Year 14: 14.8562; 15 Year 15: 14.8562; 16 Year 16: 14.8562; 17 Year 17: 14.8562; 18 Year 18: 14.8562; 19 Year 19: 14.8562; 20 Year 20: 14.8562; 21 Year 21: 14.8562; 22 Year 22: 14.8562; 23 Year 23: 14.8562; 24 Year 24: 14.8562; 25 Year 25: 14.8562; 26 Year 26: 14.8562; 27 Year 27: 14.8562; 28 Year 28: 14.8562; 29 Year 29: 14.8562; 30 Year 30: 14.8562; 81 Year 81: 0; 82 Year 82: 0; 83 Year 83: 0; 84 Year 84: 0; 85 Year 85: 0; 86 Year 86: 0; 87 Year 87: 0; 88 Year 88: 0; 89 Year 89: 0; 90 Year 90: 0; 91 Year 91: 0; 92 Year 92: 0; 93 Year 93: 0; 94 Year 94: 0; 95 Year 95: 0; 96 Year 96: 0; 97 Year 97: 0; 98 Year 98: 0; 99 Year 99: 0; 100 Year 100: 0; 101 Year 101: 0; 102 Year 102: 0; 103 Year 103: 0; 104 Year 104: 0
[19 empty] | Opex savings | Input | £000s | 1 Year 1: 0; 2 Year 2: 0; 3 Year 3: 0; 4 Year 4: 0; 5 Year 5: 0; 6 Year 6: 0; 7 Year 7: 0; 8 Year 8: 0; 9 Year 9: 0; 10 Year 10: 0; 11 Year 11: 0; 12 Year 12: 0; 13 Year 13: 0; 14 Year 14: 0; 15 Year 15: 0; 16 Year 16: 0; 17 Year 17: 0; 18 Year 18: 0; 19 Year 19: 0; 20 Year 20: 0; 21 Year 21: 0; 22 Year 22: 0; 23 Year 23: 0; 24 Year 24: 0; 25 Year 25: 0; 26 Year 26: 0; 27 Year 27: 0; 28 Year 28: 0; 29 Year 29: 0; 30 Year 30: 0; 81 Year 81: 0; 82 Year 82: 0; 83 Year 83: 0; 84 Year 84: 0; 85 Year 85: 0; 86 Year 86: 0; 87 Year 87: 0; 88 Year 88: 0; 89 Year 89: 0; 90 Year 90: 0; 91 Year 91: 0; 92 Year 92: 0; 93 Year 93: 0; 94 Year 94: 0; 95 Year 95: 0; 96 Year 96: 0; 97 Year 97: 0; 98 Year 98: 0; 99 Year 99: 0; 100 Year 100: 0; 101 Year 101: 0; 102 Year 102: 0; 103 Year 103: 0; 104 Year 104: 0
[19 empty] | Fixed env & social | Input | £000s | 1 Year 1: 0; 2 Year 2: 0; 3 Year 3: 0; 4 Year 4: 0; 5 Year 5: 0; 6 Year 6: 0; 7 Year 7: 0; 8 Year 8: 0; 9 Year 9: 0; 10 Year 10: 0; 11 Year 11: 0; 12 Year 12: 0; 13 Year 13: 0; 14 Year 14: 0; 15 Year 15: 0; 16 Year 16: 0; 17 Year 17: 0; 18 Year 18: 0; 19 Year 19: 0; 20 Year 20: 0; 21 Year 21: 0; 22 Year 22: 0; 23 Year 23: 0; 24 Year 24: 0; 25 Year 25: 0; 26 Year 26: 0; 27 Year 27: 0; 28 Year 28: 0; 29 Year 29: 0; 30 Year 30: 0; 81 Year 81: 0; 82 Year 82: 0; 83 Year 83: 0; 84 Year 84: 0; 85 Year 85: 0; 86 Year 86: 0; 87 Year 87: 0; 88 Year 88: 0; 89 Year 89: 0; 90 Year 90: 0; 91 Year 91: 0; 92 Year 92: 0; 93 Year 93: 0; 94 Year 94: 0; 95 Year 95: 0; 96 Year 96: 0; 97 Year 97: 0; 98 Year 98: 0; 99 Year 99: 0; 100 Year 100: 0; 101 Year 101: 0; 102 Year 102: 0; 103 Year 103: 0; 104 Year 104: 0
[19 empty] | Variable env & social | Input | £000s | 1 Year 1: 0; 2 Year 2: 0; 3 Year 3: 0; 4 Year 4: 0; 5 Year 5: 0; 6 Year 6: 0; 7 Year 7: 0; 8 Year 8: 0; 9 Year 9: 0; 10 Year 10: 0; 11 Year 11: 0; 12 Year 12: 0; 13 Year 13: 0; 14 Year 14: 0; 15 Year 15: 0; 16 Year 16: 0; 17 Year 17: 0; 18 Year 18: 0; 19 Year 19: 0; 20 Year 20: 0; 21 Year 21: 0; 22 Year 22: 0; 23 Year 23: 0; 24 Year 24: 0; 25 Year 25: 0; 26 Year 26: 0; 27 Year 27: 0; 28 Year 28: 0; 29 Year 29: 0; 30 Year 30: 0; 81 Year 81: 0; 82 Year 82: 0; 83 Year 83: 0; 84 Year 84: 0; 85 Year 85: 0; 86 Year 86: 0; 87 Year 87: 0; 88 Year 88: 0; 89 Year 89: 0; 90 Year 90: 0; 91 Year 91: 0; 92 Year 92: 0; 93 Year 93: 0; 94 Year 94: 0; 95 Year 95: 0; 96 Year 96: 0; 97 Year 97: 0; 98 Year 98: 0; 99 Year 99: 0; 100 Year 100: 0; 101 Year 101: 0; 102 Year 102: 0; 103 Year 103: 0; 104 Year 104: 0
[19 empty] | Fixed carbon costs | Input | £000s | 1 Year 1: 17.9987; 2 Year 2: 6.9222; 3 Year 3: 7.0356; 4 Year 4: 7.1491; 5 Year 5: 7.2626; 6 Year 6: 7.3761; 7 Year 7: 7.4895; 8 Year 8: 7.603; 9 Year 9: 7.7165; 10 Year 10: 7.83; 11 Year 11: 7.9435; 12 Year 12: 8.7378; 13 Year 13: 9.4187; 14 Year 14: 10.213; 15 Year 15: 10.8939; 16 Year 16: 11.6882; 17 Year 17: 12.3691; 18 Year 18: 13.1634; 19 Year 19: 13.8443; 20 Year 20: 14.6387; 21 Year 21: 15.3195; 22 Year 22: 16.1139; 23 Year 23: 16.7947; 24 Year 24: 17.5891; 25 Year 25: 18.27; 26 Year 26: 19.0643; 27 Year 27: 19.7452; 28 Year 28: 20.5395; 29 Year 29: 21.2204; 30 Year 30: 22.0147; 81 Year 81: 0; 82 Year 82: 0; 83 Year 83: 0; 84 Year 84: 0; 85 Year 85: 0; 86 Year 86: 0; 87 Year 87: 0; 88 Year 88: 0; 89 Year 89: 0; 90 Year 90: 0; 91 Year 91: 0; 92 Year 92: 0; 93 Year 93: 0; 94 Year 94: 0; 95 Year 95: 0; 96 Year 96: 0; 97 Year 97: 0; 98 Year 98: 0; 99 Year 99: 0; 100 Year 100: 0; 101 Year 101: 0; 102 Year 102: 0; 103 Year 103: 0; 104 Year 104: 0
[19 empty] | Variable carbon costs | Input | £000s | 1 Year 1: 0; 2 Year 2: 0; 3 Year 3: 0; 4 Year 4: 0; 5 Year 5: 0; 6 Year 6: 0; 7 Year 7: 0; 8 Year 8: 0; 9 Year 9: 0; 10 Year 10: 0; 11 Year 11: 0; 12 Year 12: 0; 13 Year 13: 0; 14 Year 14: 0; 15 Year 15: 0; 16 Year 16: 0; 17 Year 17: 0; 18 Year 18: 0; 19 Year 19: 0; 20 Year 20: 0; 21 Year 21: 0; 22 Year 22: 0; 23 Year 23: 0; 24 Year 24: 0; 25 Year 25: 0; 26 Year 26: 0; 27 Year 27: 0; 28 Year 28: 0; 29 Year 29: 0; 30 Year 30: 0; 81 Year 81: 0; 82 Year 82: 0; 83 Year 83: 0; 84 Year 84: 0; 85 Year 85: 0; 86 Year 86: 0; 87 Year 87: 0; 88 Year 88: 0; 89 Year 89: 0; 90 Year 90: 0; 91 Year 91: 0; 92 Year 92: 0; 93 Year 93: 0; 94 Year 94: 0; 95 Year 95: 0; 96 Year 96: 0; 97 Year 97: 0; 98 Year 98: 0; 99 Year 99: 0; 100 Year 100: 0; 101 Year 101: 0; 102 Year 102: 0; 103 Year 103: 0; 104 Year 104: 0
[19 empty] | Customer willingness to pay | Input | £000s | 1 Year 1: 56.4551; 2 Year 2: 56.4551; 3 Year 3: 56.4551; 4 Year 4: 56.4551; 5 Year 5: 56.4551; 6 Year 6: 56.4551; 7 Year 7: 56.4551; 8 Year 8: 56.4551; 9 Year 9: 56.4551; 10 Year 10: 56.4551; 11 Year 11: 56.4551; 12 Year 12: 56.4551; 13 Year 13: 56.4551; 14 Year 14: 56.4551; 15 Year 15: 56.4551; 16 Year 16: 56.4551; 17 Year 17: 56.4551; 18 Year 18: 56.4551; 19 Year 19: 56.4551; 20 Year 20: 56.4551; 21 Year 21: 56.4551; 22 Year 22: 56.4551; 23 Year 23: 56.4551; 24 Year 24: 56.4551; 25 Year 25: 56.4551; 26 Year 26: 56.4551; 27 Year 27: 56.4551; 28 Year 28: 56.4551; 29 Year 29: 56.4551; 30 Year 30: 56.4551; 81 Year 81: 0; 82 Year 82: 0; 83 Year 83: 0; 84 Year 84: 0; 85 Year 85: 0; 86 Year 86: 0; 87 Year 87: 0; 88 Year 88: 0; 89 Year 89: 0; 90 Year 90: 0; 91 Year 91: 0; 92 Year 92: 0; 93 Year 93: 0; 94 Year 94: 0; 95 Year 95: 0; 96 Year 96: 0; 97 Year 97: 0; 98 Year 98: 0; 99 Year 99: 0; 100 Year 100: 0; 101 Year 101: 0; 102 Year 102: 0; 103 Year 103: 0; 104 Year 104: 0
[19 empty] | Total | Sum of above (excl WAFU) | £000s | 308.2387 | 303.1082 | 98.1842 | 98.2976 | 98.4111 | 98.5246 | 98.6381 | 98.7516 | 98.865 | 98.9785 | 99.092 | 99.8863 | 100.5672 | 101.3615 | 102.0424 | 102.8368 | 103.5176 | 104.312 | 104.9928 | 105.7872 | 106.4681 | 107.2624 | 107.9433 | 108.7376 | 109.4185 | 110.2128 | 110.8937 | 111.688 | 112.3689 | 113.1633 | 0 | 0 | 0 | 0 | 0 | 0 | 0 | 0 | 0 | 0 | 0 | 0 | 0 | 0 | 0 | 0 | 0 | 0 | 0 | 0 | 0 | 0 | 0 | 0 | 0 | 0 | 0 | 0 | 0 | 0 | 0 | 0 | 0 | 0 | 0 | 0 | 0 | 0 | 0 | 0 | 0 | 0 | 0 | 0 | 0 | 0 | 0 | 0 | 0 | 0 | 0 | 0 | 0 | 0 | 0 | 0 | 0 | 0 | 0 | 0 | 0 | 0 | 0 | 0 | 0 | 0 | 0 | 0 | 0 | 0 | 0 | 0 | 0 | 0
58.1x | TYA009B | Pen-y-Bont WTW Bankside Storage (35Ml) | New reservoir | N | 2022-23 | Capacity | 1 | 6948.055 | 1265.577 | 434.0389 | 0 | 232.9055 | 1074.6665 | 3007.1878 | 24.4618 | 43.281 | 3 | 4 | Gains in WAFU / Savings in demand | Input | Ml/d | 1 Year 1: 1; 2 Year 2: 1; 3 Year 3: 1; 4 Year 4: 1; 5 Year 5: 1; 6 Year 6: 1; 7 Year 7: 1; 8 Year 8: 1; 9 Year 9: 1; 10 Year 10: 1; 11 Year 11: 1; 12 Year 12: 1; 13 Year 13: 1; 14 Year 14: 1; 15 Year 15: 1; 16 Year 16: 1; 17 Year 17: 1; 18 Year 18: 1; 19 Year 19: 1; 20 Year 20: 1; 21 Year 21: 1; 22 Year 22: 1; 23 Year 23: 1; 24 Year 24: 1; 25 Year 25: 1; 26 Year 26: 1; 27 Year 27: 1; 28 Year 28: 1; 29 Year 29: 1; 30 Year 30: 1; 81 Year 81: 0; 82 Year 82: 0; 83 Year 83: 0; 84 Year 84: 0; 85 Year 85: 0; 86 Year 86: 0; 87 Year 87: 0; 88 Year 88: 0; 89 Year 89: 0; 90 Year 90: 0; 91 Year 91: 0; 92 Year 92: 0; 93 Year 93: 0; 94 Year 94: 0; 95 Year 95: 0; 96 Year 96: 0; 97 Year 97: 0; 98 Year 98: 0; 99 Year 99: 0; 100 Year 100: 0; 101 Year 101: 0; 102 Year 102: 0; 103 Year 103: 0; 104 Year 104: 0
[19 empty] | Fixed capex | Input | £000s | 1 Year 1: 416.136; 2 Year 2: 416.136; 3 Year 3: 0; 4 Year 4: 0; 5 Year 5: 0; 6 Year 6: 0; 7 Year 7: 0; 8 Year 8: 0; 9 Year 9: 0; 10 Year 10: 0; 11 Year 11: 0; 12 Year 12: 0; 13 Year 13: 0; 14 Year 14: 0; 15 Year 15: 0; 16 Year 16: 0; 17 Year 17: 0; 18 Year 18: 0; 19 Year 19: 0; 20 Year 20: 0; 21 Year 21: 0; 22 Year 22: 0; 23 Year 23: 0; 24 Year 24: 0; 25 Year 25: 0; 26 Year 26: 0; 27 Year 27: 0; 28 Year 28: 0; 29 Year 29: 0; 30 Year 30: 0; 81 Year 81: 0; 82 Year 82: 0; 83 Year 83: 0; 84 Year 84: 0; 85 Year 85: 0; 86 Year 86: 0; 87 Year 87: 0; 88 Year 88: 0; 89 Year 89: 0; 90 Year 90: 0; 91 Year 91: 0; 92 Year 92: 0; 93 Year 93: 0; 94 Year 94: 0; 95 Year 95: 0; 96 Year 96: 0; 97 Year 97: 0; 98 Year 98: 0; 99 Year 99: 0; 100 Year 100: 0; 101 Year 101: 0; 102 Year 102: 0; 103 Year 103: 0; 104 Year 104: 0
[19 empty] | Variable capex | Input | £000s | 1 Year 1: 0; 2 Year 2: 0; 3 Year 3: 0; 4 Year 4: 0; 5 Year 5: 0; 6 Year 6: 0; 7 Year 7: 0; 8 Year 8: 0; 9 Year 9: 0; 10 Year 10: 0; 11 Year 11: 0; 12 Year 12: 0; 13 Year 13: 0; 14 Year 14: 0; 15 Year 15: 0; 16 Year 16: 0; 17 Year 17: 0; 18 Year 18: 0; 19 Year 19: 0; 20 Year 20: 0; 21 Year 21: 0; 22 Year 22: 0; 23 Year 23: 0; 24 Year 24: 0; 25 Year 25: 0; 26 Year 26: 0; 27 Year 27: 0; 28 Year 28: 0; 29 Year 29: 0; 30 Year 30: 0; 81 Year 81: 0; 82 Year 82: 0; 83 Year 83: 0; 84 Year 84: 0; 85 Year 85: 0; 86 Year 86: 0; 87 Year 87: 0; 88 Year 88: 0; 89 Year 89: 0; 90 Year 90: 0; 91 Year 91: 0; 92 Year 92: 0; 93 Year 93: 0; 94 Year 94: 0; 95 Year 95: 0; 96 Year 96: 0; 97 Year 97: 0; 98 Year 98: 0; 99 Year 99: 0; 100 Year 100: 0; 101 Year 101: 0; 102 Year 102: 0; 103 Year 103: 0; 104 Year 104: 0
[19 empty] | Financing costs | Input | £000s | 1 Year 1: 12.0679; 2 Year 2: 24.1359; 3 Year 3: 24.1359; 4 Year 4: 24.1359; 5 Year 5: 24.1359; 6 Year 6: 24.1359; 7 Year 7: 24.1359; 8 Year 8: 24.1359; 9 Year 9: 24.1359; 10 Year 10: 24.1359; 11 Year 11: 24.1359; 12 Year 12: 24.1359; 13 Year 13: 24.1359; 14 Year 14: 24.1359; 15 Year 15: 24.1359; 16 Year 16: 24.1359; 17 Year 17: 24.1359; 18 Year 18: 24.1359; 19 Year 19: 24.1359; 20 Year 20: 24.1359; 21 Year 21: 24.1359; 22 Year 22: 24.1359; 23 Year 23: 24.1359; 24 Year 24: 24.1359; 25 Year 25: 24.1359; 26 Year 26: 24.1359; 27 Year 27: 24.1359; 28 Year 28: 24.1359; 29 Year 29: 24.1359; 30 Year 30: 24.1359
[19 empty] | Fixed opex | Input | £000s | 1 Year 1: 7.945; 2 Year 2: 7.945; 3 Year 3: 7.945; 4 Year 4: 7.945; 5 Year 5: 7.945; 6 Year 6: 7.945; 7 Year 7: 7.945; 8 Year 8: 7.945; 9 Year 9: 7.945; 10 Year 10: 7.945; 11 Year 11: 7.945; 12 Year 12: 7.945; 13 Year 13: 7.945; 14 Year 14: 7.945; 15 Year 15: 7.945; 16 Year 16: 7.945; 17 Year 17: 7.945; 18 Year 18: 7.945; 19 Year 19: 7.945; 20 Year 20: 7.945; 21 Year 21: 7.945; 22 Year 22: 7.945; 23 Year 23: 7.945; 24 Year 24: 7.945; 25 Year 25: 7.945; 26 Year 26: 7.945; 27 Year 27: 7.945; 28 Year 28: 7.945; 29 Year 29: 7.945; 30 Year 30: 7.945; 81 Year 81: 0; 82 Year 82: 0; 83 Year 83: 0; 84 Year 84: 0; 85 Year 85: 0; 86 Year 86: 0; 87 Year 87: 0; 88 Year 88: 0; 89 Year 89: 0; 90 Year 90: 0; 91 Year 91: 0; 92 Year 92: 0; 93 Year 93: 0; 94 Year 94: 0; 95 Year 95: 0; 96 Year 96: 0; 97 Year 97: 0; 98 Year 98: 0; 99 Year 99: 0; 100 Year 100: 0; 101 Year 101: 0; 102 Year 102: 0; 103 Year 103: 0; 104 Year 104: 0
[19 empty] | Variable opex | Input | £000s | 1 Year 1: 14.8562; 2 Year 2: 14.8562; 3 Year 3: 14.8562; 4 Year 4: 14.8562; 5 Year 5: 14.8562; 6 Year 6: 14.8562; 7 Year 7: 14.8562; 8 Year 8: 14.8562; 9 Year 9: 14.8562; 10 Year 10: 14.8562; 11 Year 11: 14.8562; 12 Year 12: 14.8562; 13 Year 13: 14.8562; 14 Year 14: 14.8562; 15 Year 15: 14.8562; 16 Year 16: 14.8562; 17 Year 17: 14.8562; 18 Year 18: 14.8562; 19 Year 19: 14.8562; 20 Year 20: 14.8562; 21 Year 21: 14.8562; 22 Year 22: 14.8562; 23 Year 23: 14.8562; 24 Year 24: 14.8562; 25 Year 25: 14.8562; 26 Year 26: 14.8562; 27 Year 27: 14.8562; 28 Year 28: 14.8562; 29 Year 29: 14.8562; 30 Year 30: 14.8562; 81 Year 81: 0; 82 Year 82: 0; 83 Year 83: 0; 84 Year 84: 0; 85 Year 85: 0; 86 Year 86: 0; 87 Year 87: 0; 88 Year 88: 0; 89 Year 89: 0; 90 Year 90: 0; 91 Year 91: 0; 92 Year 92: 0; 93 Year 93: 0; 94 Year 94: 0; 95 Year 95: 0; 96 Year 96: 0; 97 Year 97: 0; 98 Year 98: 0; 99 Year 99: 0; 100 Year 100: 0; 101 Year 101: 0; 102 Year 102: 0; 103 Year 103: 0; 104 Year 104: 0
[19 empty] | Opex savings | Input | £000s | 1 Year 1: 0; 2 Year 2: 0; 3 Year 3: 0; 4 Year 4: 0; 5 Year 5: 0; 6 Year 6: 0; 7 Year 7: 0; 8 Year 8: 0; 9 Year 9: 0; 10 Year 10: 0; 11 Year 11: 0; 12 Year 12: 0; 13 Year 13: 0; 14 Year 14: 0; 15 Year 15: 0; 16 Year 16: 0; 17 Year 17: 0; 18 Year 18: 0; 19 Year 19: 0; 20 Year 20: 0; 21 Year 21: 0; 22 Year 22: 0; 23 Year 23: 0; 24 Year 24: 0; 25 Year 25: 0; 26 Year 26: 0; 27 Year 27: 0; 28 Year 28: 0; 29 Year 29: 0; 30 Year 30: 0; 81 Year 81: 0; 82 Year 82: 0; 83 Year 83: 0; 84 Year 84: 0; 85 Year 85: 0; 86 Year 86: 0; 87 Year 87: 0; 88 Year 88: 0; 89 Year 89: 0; 90 Year 90: 0; 91 Year 91: 0; 92 Year 92: 0; 93 Year 93: 0; 94 Year 94: 0; 95 Year 95: 0; 96 Year 96: 0; 97 Year 97: 0; 98 Year 98: 0; 99 Year 99: 0; 100 Year 100: 0; 101 Year 101: 0; 102 Year 102: 0; 103 Year 103: 0; 104 Year 104: 0
[19 empty] | Fixed env & social | Input | £000s | 1 Year 1: 0; 2 Year 2: 0; 3 Year 3: 0; 4 Year 4: 0; 5 Year 5: 0; 6 Year 6: 0; 7 Year 7: 0; 8 Year 8: 0; 9 Year 9: 0; 10 Year 10: 0; 11 Year 11: 0; 12 Year 12: 0; 13 Year 13: 0; 14 Year 14: 0; 15 Year 15: 0; 16 Year 16: 0; 17 Year 17: 0; 18 Year 18: 0; 19 Year 19: 0; 20 Year 20: 0; 21 Year 21: 0; 22 Year 22: 0; 23 Year 23: 0; 24 Year 24: 0; 25 Year 25: 0; 26 Year 26: 0; 27 Year 27: 0; 28 Year 28: 0; 29 Year 29: 0; 30 Year 30: 0; 81 Year 81: 0; 82 Year 82: 0; 83 Year 83: 0; 84 Year 84: 0; 85 Year 85: 0; 86 Year 86: 0; 87 Year 87: 0; 88 Year 88: 0; 89 Year 89: 0; 90 Year 90: 0; 91 Year 91: 0; 92 Year 92: 0; 93 Year 93: 0; 94 Year 94: 0; 95 Year 95: 0; 96 Year 96: 0; 97 Year 97: 0; 98 Year 98: 0; 99 Year 99: 0; 100 Year 100: 0; 101 Year 101: 0; 102 Year 102: 0; 103 Year 103: 0; 104 Year 104: 0
[19 empty] | Variable env & social | Input | £000s | 1 Year 1: 0; 2 Year 2: 0; 3 Year 3: 0; 4 Year 4: 0; 5 Year 5: 0; 6 Year 6: 0; 7 Year 7: 0; 8 Year 8: 0; 9 Year 9: 0; 10 Year 10: 0; 11 Year 11: 0; 12 Year 12: 0; 13 Year 13: 0; 14 Year 14: 0; 15 Year 15: 0; 16 Year 16: 0; 17 Year 17: 0; 18 Year 18: 0; 19 Year 19: 0; 20 Year 20: 0; 21 Year 21: 0; 22 Year 22: 0; 23 Year 23: 0; 24 Year 24: 0; 25 Year 25: 0; 26 Year 26: 0; 27 Year 27: 0; 28 Year 28: 0; 29 Year 29: 0; 30 Year 30: 0; 81 Year 81: 0; 82 Year 82: 0; 83 Year 83: 0; 84 Year 84: 0; 85 Year 85: 0; 86 Year 86: 0; 87 Year 87: 0; 88 Year 88: 0; 89 Year 89: 0; 90 Year 90: 0; 91 Year 91: 0; 92 Year 92: 0; 93 Year 93: 0; 94 Year 94: 0; 95 Year 95: 0; 96 Year 96: 0; 97 Year 97: 0; 98 Year 98: 0; 99 Year 99: 0; 100 Year 100: 0; 101 Year 101: 0; 102 Year 102: 0; 103 Year 103: 0; 104 Year 104: 0
[19 empty] | Fixed carbon costs | Input | £000s | 1 Year 1: 29.5196; 2 Year 2: 6.9222; 3 Year 3: 7.0356; 4 Year 4: 7.1491; 5 Year 5: 7.2626; 6 Year 6: 7.3761; 7 Year 7: 7.4895; 8 Year 8: 7.603; 9 Year 9: 7.7165; 10 Year 10: 7.83; 11 Year 11: 7.9435; 12 Year 12: 8.7378; 13 Year 13: 9.4187; 14 Year 14: 10.213; 15 Year 15: 10.8939; 16 Year 16: 11.6882; 17 Year 17: 12.3691; 18 Year 18: 13.1634; 19 Year 19: 13.8443; 20 Year 20: 14.6387; 21 Year 21: 15.3195; 22 Year 22: 16.1139; 23 Year 23: 16.7947; 24 Year 24: 17.5891; 25 Year 25: 18.27; 26 Year 26: 19.0643; 27 Year 27: 19.7452; 28 Year 28: 20.5395; 29 Year 29: 21.2204; 30 Year 30: 22.0147; 81 Year 81: 0; 82 Year 82: 0; 83 Year 83: 0; 84 Year 84: 0; 85 Year 85: 0; 86 Year 86: 0; 87 Year 87: 0; 88 Year 88: 0; 89 Year 89: 0; 90 Year 90: 0; 91 Year 91: 0; 92 Year 92: 0; 93 Year 93: 0; 94 Year 94: 0; 95 Year 95: 0; 96 Year 96: 0; 97 Year 97: 0; 98 Year 98: 0; 99 Year 99: 0; 100 Year 100: 0; 101 Year 101: 0; 102 Year 102: 0; 103 Year 103: 0; 104 Year 104: 0
[19 empty] | Variable carbon costs | Input | £000s | 1 Year 1: 0; 2 Year 2: 0; 3 Year 3: 0; 4 Year 4: 0; 5 Year 5: 0; 6 Year 6: 0; 7 Year 7: 0; 8 Year 8: 0; 9 Year 9: 0; 10 Year 10: 0; 11 Year 11: 0; 12 Year 12: 0; 13 Year 13: 0; 14 Year 14: 0; 15 Year 15: 0; 16 Year 16: 0; 17 Year 17: 0; 18 Year 18: 0; 19 Year 19: 0; 20 Year 20: 0; 21 Year 21: 0; 22 Year 22: 0; 23 Year 23: 0; 24 Year 24: 0; 25 Year 25: 0; 26 Year 26: 0; 27 Year 27: 0; 28 Year 28: 0; 29 Year 29: 0; 30 Year 30: 0; 81 Year 81: 0; 82 Year 82: 0; 83 Year 83: 0; 84 Year 84: 0; 85 Year 85: 0; 86 Year 86: 0; 87 Year 87: 0; 88 Year 88: 0; 89 Year 89: 0; 90 Year 90: 0; 91 Year 91: 0; 92 Year 92: 0; 93 Year 93: 0; 94 Year 94: 0; 95 Year 95: 0; 96 Year 96: 0; 97 Year 97: 0; 98 Year 98: 0; 99 Year 99: 0; 100 Year 100: 0; 101 Year 101: 0; 102 Year 102: 0; 103 Year 103: 0; 104 Year 104: 0
[19 empty] | Customer willingness to pay | Input | £000s | 1 Year 1: 56.4551; 2 Year 2: 56.4551; 3 Year 3: 56.4551; 4 Year 4: 56.4551; 5 Year 5: 56.4551; 6 Year 6: 56.4551; 7 Year 7: 56.4551; 8 Year 8: 56.4551; 9 Year 9: 56.4551; 10 Year 10: 56.4551; 11 Year 11: 56.4551; 12 Year 12: 56.4551; 13 Year 13: 56.4551; 14 Year 14: 56.4551; 15 Year 15: 56.4551; 16 Year 16: 56.4551; 17 Year 17: 56.4551; 18 Year 18: 56.4551; 19 Year 19: 56.4551; 20 Year 20: 56.4551; 21 Year 21: 56.4551; 22 Year 22: 56.4551; 23 Year 23: 56.4551; 24 Year 24: 56.4551; 25 Year 25: 56.4551; 26 Year 26: 56.4551; 27 Year 27: 56.4551; 28 Year 28: 56.4551; 29 Year 29: 56.4551; 30 Year 30: 56.4551; 81 Year 81: 0; 82 Year 82: 0; 83 Year 83: 0; 84 Year 84: 0; 85 Year 85: 0; 86 Year 86: 0; 87 Year 87: 0; 88 Year 88: 0; 89 Year 89: 0; 90 Year 90: 0; 91 Year 91: 0; 92 Year 92: 0; 93 Year 93: 0; 94 Year 94: 0; 95 Year 95: 0; 96 Year 96: 0; 97 Year 97: 0; 98 Year 98: 0; 99 Year 99: 0; 100 Year 100: 0; 101 Year 101: 0; 102 Year 102: 0; 103 Year 103: 0; 104 Year 104: 0
[19 empty] | Total | Sum of above (excl WAFU) | £000s | 536.9799 | 526.4504 | 110.4279 | 110.5414 | 110.6548 | 110.7683 | 110.8818 | 110.9953 | 111.1087 | 111.2222 | 111.3357 | 112.13 | 112.8109 | 113.6053 | 114.2861 | 115.0805 | 115.7613 | 116.5557 | 117.2366 | 118.0309 | 118.7118 | 119.5061 | 120.187 | 120.9813 | 121.6622 | 122.4565 | 123.1374 | 123.9318 | 124.6126 | 125.407 | 0 | 0 | 0 | 0 | 0 | 0 | 0 | 0 | 0 | 0 | 0 | 0 | 0 | 0 | 0 | 0 | 0 | 0 | 0 | 0 | 0 | 0 | 0 | 0 | 0 | 0 | 0 | 0 | 0 | 0 | 0 | 0 | 0 | 0 | 0 | 0 | 0 | 0 | 0 | 0 | 0 | 0 | 0 | 0 | 0 | 0 | 0 | 0 | 0 | 0 | 0 | 0 | 0 | 0 | 0 | 0 | 0 | 0 | 0 | 0 | 0 | 0 | 0 | 0 | 0 | 0 | 0 | 0 | 0 | 0 | 0 | 0 | 0 | 0
59a | DISTRIBUTION SIDE | bar: 1 Year 1 to 80 Year 80
59.1a | Options to reduce Distribution Losses | [20 empty] | 0 | 0 | 0 | 0 | 0 | 0 | 0 | 0 | 0 | 0 | 0 | 0 | 0 | 0 | 0 | 0 | 0 | 0 | 0 | 0 | 0 | 0 | 0 | 0 | 0 | 0 | 0 | 0 | 0 | 0 | 0 | 0 | 0 | 0 | 0 | 0 | 0 | 0 | 0 | 0 | 0 | 0 | 0 | 0 | 0 | 0 | 0 | 0 | 0 | 0 | 0 | 0 | 0 | 0 | 0 | 0 | 0 | 0 | 0 | 0 | 0 | 0 | 0 | 0 | 0 | 0 | 0 | 0 | 0 | 0 | 0 | 0 | 0 | 0 | 0 | 0 | 0 | 0 | 0 | 0 | 0 | 0 | 0 | 0 | 0 | 0 | 0 | 0 | 0 | 0 | 0 | 0 | 0 | 0 | 0 | 0 | 0 | 0 | 0 | 0 | 0 | 0 | 0 | 0
58.1x | TYLK RP08 | 8021 DI <10 | Mains replacement (not trunk mains) / Trunk mains renewal | N | 2020-21 | Capacity | 3.8495e-06 | 0.026746 | 85.5147 | 0 | 0 | 0.00018873 | 2766.1132 | 2851.628 | 319724.212 | 10661733.1659 | 4 | 4 | Gains in WAFU / Savings in demand | Input | Ml/d | 1 Year 1: 3.8495e-06; 2 Year 2: 3.8495e-06; 3 Year 3: 3.8495e-06; 4 Year 4: 3.8495e-06; 5 Year 5: 3.8495e-06; 6 Year 6: 3.8495e-06; 7 Year 7: 3.8495e-06; 8 Year 8: 3.8495e-06; 9 Year 9: 3.8495e-06; 10 Year 10: 3.8495e-06; 11 Year 11: 3.8495e-06; 12 Year 12: 3.8495e-06; 13 Year 13: 3.8495e-06; 14 Year 14: 3.8495e-06; 15 Year 15: 3.8495e-06; 16 Year 16: 3.8495e-06; 17 Year 17: 3.8495e-06; 18 Year 18: 3.8495e-06; 19 Year 19: 3.8495e-06; 20 Year 20: 3.8495e-06; 21 Year 21: 3.8495e-06; 22 Year 22: 3.8495e-06; 23 Year 23: 3.8495e-06; 24 Year 24: 3.8495e-06; 25 Year 25: 3.8495e-06; 26 Year 26: 3.8495e-06; 27 Year 27: 3.8495e-06; 28 Year 28: 3.8495e-06; 29 Year 29: 3.8495e-06; 30 Year 30: 3.8495e-06; 81 Year 81: 0; 82 Year 82: 0; 83 Year 83: 0; 84 Year 84: 0; 85 Year 85: 0; 86 Year 86: 0; 87 Year 87: 0; 88 Year 88: 0; 89 Year 89: 0; 90 Year 90: 0; 91 Year 91: 0; 92 Year 92: 0; 93 Year 93: 0; 94 Year 94: 0; 95 Year 95: 0; 96 Year 96: 0; 97 Year 97: 0; 98 Year 98: 0; 99 Year 99: 0; 100 Year 100: 0; 101 Year 101: 0; 102 Year 102: 0; 103 Year 103: 0; 104 Year 104: 0
[19 empty] | Fixed capex | Input | £000s | 1 Year 1: 55.0983; 2 Year 2: 0; 3 Year 3: 0; 4 Year 4: 0; 5 Year 5: 0; 6 Year 6: 0; 7 Year 7: 0; 8 Year 8: 0; 9 Year 9: 0; 10 Year 10: 0; 11 Year 11: 0; 12 Year 12: 0; 13 Year 13: 0; 14 Year 14: 0; 15 Year 15: 0; 16 Year 16: 0; 17 Year 17: 0; 18 Year 18: 0; 19 Year 19: 0; 20 Year 20: 0; 21 Year 21: 0; 22 Year 22: 0; 23 Year 23: 0; 24 Year 24: 0; 25 Year 25: 0; 26 Year 26: 0; 27 Year 27: 0; 28 Year 28: 0; 29 Year 29: 0; 30 Year 30: 0; 81 Year 81: 0; 82 Year 82: 0; 83 Year 83: 0; 84 Year 84: 0; 85 Year 85: 0; 86 Year 86: 0; 87 Year 87: 0; 88 Year 88: 0; 89 Year 89: 0; 90 Year 90: 0; 91 Year 91: 0; 92 Year 92: 0; 93 Year 93: 0; 94 Year 94: 0; 95 Year 95: 0; 96 Year 96: 0; 97 Year 97: 0; 98 Year 98: 0; 99 Year 99: 0; 100 Year 100: 0; 101 Year 101: 0; 102 Year 102: 0; 103 Year 103: 0; 104 Year 104: 0
[19 empty] | Variable capex | Input | £000s | 1 Year 1: 0; 2 Year 2: 0; 3 Year 3: 0; 4 Year 4: 0; 5 Year 5: 0; 6 Year 6: 0; 7 Year 7: 0; 8 Year 8: 0; 9 Year 9: 0; 10 Year 10: 0; 11 Year 11: 0; 12 Year 12: 0; 13 Year 13: 0; 14 Year 14: 0; 15 Year 15: 0; 16 Year 16: 0; 17 Year 17: 0; 18 Year 18: 0; 19 Year 19: 0; 20 Year 20: 0; 21 Year 21: 0; 22 Year 22: 0; 23 Year 23: 0; 24 Year 24: 0; 25 Year 25: 0; 26 Year 26: 0; 27 Year 27: 0; 28 Year 28: 0; 29 Year 29: 0; 30 Year 30: 0; 81 Year 81: 0; 82 Year 82: 0; 83 Year 83: 0; 84 Year 84: 0; 85 Year 85: 0; 86 Year 86: 0; 87 Year 87: 0; 88 Year 88: 0; 89 Year 89: 0; 90 Year 90: 0; 91 Year 91: 0; 92 Year 92: 0; 93 Year 93: 0; 94 Year 94: 0; 95 Year 95: 0; 96 Year 96: 0; 97 Year 97: 0; 98 Year 98: 0; 99 Year 99: 0; 100 Year 100: 0; 101 Year 101: 0; 102 Year 102: 0; 103 Year 103: 0; 104 Year 104: 0
[19 empty] | Financing costs | Input | £000s | 1 Year 1: 1.5979; 2 Year 2: 1.5979; 3 Year 3: 1.5979; 4 Year 4: 1.5979; 5 Year 5: 1.5979; 6 Year 6: 1.5979; 7 Year 7: 1.5979; 8 Year 8: 1.5979; 9 Year 9: 1.5979; 10 Year 10: 1.5979; 11 Year 11: 1.5979; 12 Year 12: 1.5979; 13 Year 13: 1.5979; 14 Year 14: 1.5979; 15 Year 15: 1.5979; 16 Year 16: 1.5979; 17 Year 17: 1.5979; 18 Year 18: 1.5979; 19 Year 19: 1.5979; 20 Year 20: 1.5979; 21 Year 21: 1.5979; 22 Year 22: 1.5979; 23 Year 23: 1.5979; 24 Year 24: 1.5979; 25 Year 25: 1.5979; 26 Year 26: 1.5979; 27 Year 27: 1.5979; 28 Year 28: 1.5979; 29 Year 29: 1.5979; 30 Year 30: 1.5979
[19 empty] | Fixed opex | Input | £000s | 1 Year 1: 0; 2 Year 2: 0; 3 Year 3: 0; 4 Year 4: 0; 5 Year 5: 0; 6 Year 6: 0; 7 Year 7: 0; 8 Year 8: 0; 9 Year 9: 0; 10 Year 10: 0; 11 Year 11: 0; 12 Year 12: 0; 13 Year 13: 0; 14 Year 14: 0; 15 Year 15: 0; 16 Year 16: 0; 17 Year 17: 0; 18 Year 18: 0; 19 Year 19: 0; 20 Year 20: 0; 21 Year 21: 0; 22 Year 22: 0; 23 Year 23: 0; 24 Year 24: 0; 25 Year 25: 0; 26 Year 26: 0; 27 Year 27: 0; 28 Year 28: 0; 29 Year 29: 0; 30 Year 30: 0; 81 Year 81: 0; 82 Year 82: 0; 83 Year 83: 0; 84 Year 84: 0; 85 Year 85: 0; 86 Year 86: 0; 87 Year 87: 0; 88 Year 88: 0; 89 Year 89: 0; 90 Year 90: 0; 91 Year 91: 0; 92 Year 92: 0; 93 Year 93: 0; 94 Year 94: 0; 95 Year 95: 0; 96 Year 96: 0; 97 Year 97: 0; 98 Year 98: 0; 99 Year 99: 0; 100 Year 100: 0; 101 Year 101: 0; 102 Year 102: 0; 103 Year 103: 0; 104 Year 104: 0
[19 empty] | Variable opex | Input | £000s | 1 Year 1: 0; 2 Year 2: 0; 3 Year 3: 0; 4 Year 4: 0; 5 Year 5: 0; 6 Year 6: 0; 7 Year 7: 0; 8 Year 8: 0; 9 Year 9: 0; 10 Year 10: 0; 11 Year 11: 0; 12 Year 12: 0; 13 Year 13: 0; 14 Year 14: 0; 15 Year 15: 0; 16 Year 16: 0; 17 Year 17: 0; 18 Year 18: 0; 19 Year 19: 0; 20 Year 20: 0; 21 Year 21: 0; 22 Year 22: 0; 23 Year 23: 0; 24 Year 24: 0; 25 Year 25: 0; 26 Year 26: 0; 27 Year 27: 0; 28 Year 28: 0; 29 Year 29: 0; 30 Year 30: 0; 81 Year 81: 0; 82 Year 82: 0; 83 Year 83: 0; 84 Year 84: 0; 85 Year 85: 0; 86 Year 86: 0; 87 Year 87: 0; 88 Year 88: 0; 89 Year 89: 0; 90 Year 90: 0; 91 Year 91: 0; 92 Year 92: 0; 93 Year 93: 0; 94 Year 94: 0; 95 Year 95: 0; 96 Year 96: 0; 97 Year 97: 0; 98 Year 98: 0; 99 Year 99: 0; 100 Year 100: 0; 101 Year 101: 0; 102 Year 102: 0; 103 Year 103: 0; 104 Year 104: 0
[19 empty] | Opex savings | Input | £000s | 1 Year 1: 0; 2 Year 2: 0; 3 Year 3: 0; 4 Year 4: 0; 5 Year 5: 0; 6 Year 6: 0; 7 Year 7: 0; 8 Year 8: 0; 9 Year 9: 0; 10 Year 10: 0; 11 Year 11: 0; 12 Year 12: 0; 13 Year 13: 0; 14 Year 14: 0; 15 Year 15: 0; 16 Year 16: 0; 17 Year 17: 0; 18 Year 18: 0; 19 Year 19: 0; 20 Year 20: 0; 21 Year 21: 0; 22 Year 22: 0; 23 Year 23: 0; 24 Year 24: 0; 25 Year 25: 0; 26 Year 26: 0; 27 Year 27: 0; 28 Year 28: 0; 29 Year 29: 0; 30 Year 30: 0; 81 Year 81: 0; 82 Year 82: 0; 83 Year 83: 0; 84 Year 84: 0; 85 Year 85: 0; 86 Year 86: 0; 87 Year 87: 0; 88 Year 88: 0; 89 Year 89: 0; 90 Year 90: 0; 91 Year 91: 0; 92 Year 92: 0; 93 Year 93: 0; 94 Year 94: 0; 95 Year 95: 0; 96 Year 96: 0; 97 Year 97: 0; 98 Year 98: 0; 99 Year 99: 0; 100 Year 100: 0; 101 Year 101: 0; 102 Year 102: 0; 103 Year 103: 0; 104 Year 104: 0
[19 empty] | Fixed env & social | Input | £000s | 1 Year 1: 0; 2 Year 2: 0; 3 Year 3: 0; 4 Year 4: 0; 5 Year 5: 0; 6 Year 6: 0; 7 Year 7: 0; 8 Year 8: 0; 9 Year 9: 0; 10 Year 10: 0; 11 Year 11: 0; 12 Year 12: 0; 13 Year 13: 0; 14 Year 14: 0; 15 Year 15: 0; 16 Year 16: 0; 17 Year 17: 0; 18 Year 18: 0; 19 Year 19: 0; 20 Year 20: 0; 21 Year 21: 0; 22 Year 22: 0; 23 Year 23: 0; 24 Year 24: 0; 25 Year 25: 0; 26 Year 26: 0; 27 Year 27: 0; 28 Year 28: 0; 29 Year 29: 0; 30 Year 30: 0; 81 Year 81: 0; 82 Year 82: 0; 83 Year 83: 0; 84 Year 84: 0; 85 Year 85: 0; 86 Year 86: 0; 87 Year 87: 0; 88 Year 88: 0; 89 Year 89: 0; 90 Year 90: 0; 91 Year 91: 0; 92 Year 92: 0; 93 Year 93: 0; 94 Year 94: 0; 95 Year 95: 0; 96 Year 96: 0; 97 Year 97: 0; 98 Year 98: 0; 99 Year 99: 0; 100 Year 100: 0; 101 Year 101: 0; 102 Year 102: 0; 103 Year 103: 0; 104 Year 104: 0
[19 empty] | Variable env & social | Input | £000s | 1 Year 1: 0; 2 Year 2: 0; 3 Year 3: 0; 4 Year 4: 0; 5 Year 5: 0; 6 Year 6: 0; 7 Year 7: 0; 8 Year 8: 0; 9 Year 9: 0; 10 Year 10: 0; 11 Year 11: 0; 12 Year 12: 0; 13 Year 13: 0; 14 Year 14: 0; 15 Year 15: 0; 16 Year 16: 0; 17 Year 17: 0; 18 Year 18: 0; 19 Year 19: 0; 20 Year 20: 0; 21 Year 21: 0; 22 Year 22: 0; 23 Year 23: 0; 24 Year 24: 0; 25 Year 25: 0; 26 Year 26: 0; 27 Year 27: 0; 28 Year 28: 0; 29 Year 29: 0; 30 Year 30: 0; 81 Year 81: 0; 82 Year 82: 0; 83 Year 83: 0; 84 Year 84: 0; 85 Year 85: 0; 86 Year 86: 0; 87 Year 87: 0; 88 Year 88: 0; 89 Year 89: 0; 90 Year 90: 0; 91 Year 91: 0; 92 Year 92: 0; 93 Year 93: 0; 94 Year 94: 0; 95 Year 95: 0; 96 Year 96: 0; 97 Year 97: 0; 98 Year 98: 0; 99 Year 99: 0; 100 Year 100: 0; 101 Year 101: 0; 102 Year 102: 0; 103 Year 103: 0; 104 Year 104: 0
[19 empty] | Fixed carbon costs | Input | £000s | 1 Year 1: 0.00018873; 2 Year 2: 0; 3 Year 3: 0; 4 Year 4: 0; 5 Year 5: 0; 6 Year 6: 0; 7 Year 7: 0; 8 Year 8: 0; 9 Year 9: 0; 10 Year 10: 0; 11 Year 11: 0; 12 Year 12: 0; 13 Year 13: 0; 14 Year 14: 0; 15 Year 15: 0; 16 Year 16: 0; 17 Year 17: 0; 18 Year 18: 0; 19 Year 19: 0; 20 Year 20: 0; 21 Year 21: 0; 22 Year 22: 0; 23 Year 23: 0; 24 Year 24: 0; 25 Year 25: 0; 26 Year 26: 0; 27 Year 27: 0; 28 Year 28: 0; 29 Year 29: 0; 30 Year 30: 0; 81 Year 81: 0; 82 Year 82: 0; 83 Year 83: 0; 84 Year 84: 0; 85 Year 85: 0; 86 Year 86: 0; 87 Year 87: 0; 88 Year 88: 0; 89 Year 89: 0; 90 Year 90: 0; 91 Year 91: 0; 92 Year 92: 0; 93 Year 93: 0; 94 Year 94: 0; 95 Year 95: 0; 96 Year 96: 0; 97 Year 97: 0; 98 Year 98: 0; 99 Year 99: 0; 100 Year 100: 0; 101 Year 101: 0; 102 Year 102: 0; 103 Year 103: 0; 104 Year 104: 0
[19 empty] | Variable carbon costs | Input | £000s | 1 Year 1: 0; 2 Year 2: 0; 3 Year 3: 0; 4 Year 4: 0; 5 Year 5: 0; 6 Year 6: 0; 7 Year 7: 0; 8 Year 8: 0; 9 Year 9: 0; 10 Year 10: 0; 11 Year 11: 0; 12 Year 12: 0; 13 Year 13: 0; 14 Year 14: 0; 15 Year 15: 0; 16 Year 16: 0; 17 Year 17: 0; 18 Year 18: 0; 19 Year 19: 0; 20 Year 20: 0; 21 Year 21: 0; 22 Year 22: 0; 23 Year 23: 0; 24 Year 24: 0; 25 Year 25: 0; 26 Year 26: 0; 27 Year 27: 0; 28 Year 28: 0; 29 Year 29: 0; 30 Year 30: 0; 81 Year 81: 0; 82 Year 82: 0; 83 Year 83: 0; 84 Year 84: 0; 85 Year 85: 0; 86 Year 86: 0; 87 Year 87: 0; 88 Year 88: 0; 89 Year 89: 0; 90 Year 90: 0; 91 Year 91: 0; 92 Year 92: 0; 93 Year 93: 0; 94 Year 94: 0; 95 Year 95: 0; 96 Year 96: 0; 97 Year 97: 0; 98 Year 98: 0; 99 Year 99: 0; 100 Year 100: 0; 101 Year 101: 0; 102 Year 102: 0; 103 Year 103: 0; 104 Year 104: 0
[19 empty] | Customer willingness to pay | Input | £000s | 1 Year 1: 145.3114; 2 Year 2: 145.3114; 3 Year 3: 145.3114; 4 Year 4: 145.3114; 5 Year 5: 145.3114; 6 Year 6: 145.3114; 7 Year 7: 145.3114; 8 Year 8: 145.3114; 9 Year 9: 145.3114; 10 Year 10: 145.3114; 11 Year 11: 145.3114; 12 Year 12: 145.3114; 13 Year 13: 145.3114; 14 Year 14: 145.3114; 15 Year 15: 145.3114; 16 Year 16: 145.3114; 17 Year 17: 145.3114; 18 Year 18: 145.3114; 19 Year 19: 145.3114; 20 Year 20: 145.3114; 21 Year 21: 145.3114; 22 Year 22: 145.3114; 23 Year 23: 145.3114; 24 Year 24: 145.3114; 25 Year 25: 145.3114; 26 Year 26: 145.3114; 27 Year 27: 145.3114; 28 Year 28: 145.3114; 29 Year 29: 145.3114; 30 Year 30: 145.3114; 81 Year 81: 0; 82 Year 82: 0; 83 Year 83: 0; 84 Year 84: 0; 85 Year 85: 0; 86 Year 86: 0; 87 Year 87: 0; 88 Year 88: 0; 89 Year 89: 0; 90 Year 90: 0; 91 Year 91: 0; 92 Year 92: 0; 93 Year 93: 0; 94 Year 94: 0; 95 Year 95: 0; 96 Year 96: 0; 97 Year 97: 0; 98 Year 98: 0; 99 Year 99: 0; 100 Year 100: 0; 101 Year 101: 0; 102 Year 102: 0; 103 Year 103: 0; 104 Year 104: 0
[19 empty] | Total | Sum of above (excl WAFU) | £000s | 202.0077 | 146.9092 | 146.9092 | 146.9092 | 146.9092 | 146.9092 | 146.9092 | 146.9092 | 146.9092 | 146.9092 | 146.9092 | 146.9092 | 146.9092 | 146.9092 | 146.9092 | 146.9092 | 146.9092 | 146.9092 | 146.9092 | 146.9092 | 146.9092 | 146.9092 | 146.9092 | 146.9092 | 146.9092 | 146.9092 | 146.9092 | 146.9092 | 146.9092 | 146.9092 | 0 | 0 | 0 | 0 | 0 | 0 | 0 | 0 | 0 | 0 | 0 | 0 | 0 | 0 | 0 | 0 | 0 | 0 | 0 | 0 | 0 | 0 | 0 | 0 | 0 | 0 | 0 | 0 | 0 | 0 | 0 | 0 | 0 | 0 | 0 | 0 | 0 | 0 | 0 | 0 | 0 | 0 | 0 | 0 | 0 | 0 | 0 | 0 | 0 | 0 | 0 | 0 | 0 | 0 | 0 | 0 | 0 | 0 | 0 | 0 | 0 | 0 | 0 | 0 | 0 | 0 | 0 | 0 | 0 | 0 | 0 | 0 | 0 | 0
58.1x | TYLK RP07 | 8021 FE 80-90 | Mains replacement (not trunk mains) / Trunk mains renewal | N | 2020-21 | Capacity | 1.0658e-05 | 0.07405 | 85.509 | 0 | 0 | 0.00052253 | 2766.1132 | 2851.6227 | 115474.6531 | 3850941.6837 | 4 | 4 | Gains in WAFU / Savings in demand | Input | Ml/d | 1 Year 1: 1.0658e-05; 2 Year 2: 1.0658e-05; 3 Year 3: 1.0658e-05; 4 Year 4: 1.0658e-05; 5 Year 5: 1.0658e-05; 6 Year 6: 1.0658e-05; 7 Year 7: 1.0658e-05; 8 Year 8: 1.0658e-05; 9 Year 9: 1.0658e-05; 10 Year 10: 1.0658e-05; 11 Year 11: 1.0658e-05; 12 Year 12: 1.0658e-05; 13 Year 13: 1.0658e-05; 14 Year 14: 1.0658e-05; 15 Year 15: 1.0658e-05; 16 Year 16: 1.0658e-05; 17 Year 17: 1.0658e-05; 18 Year 18: 1.0658e-05; 19 Year 19: 1.0658e-05; 20 Year 20: 1.0658e-05; 21 Year 21: 1.0658e-05; 22 Year 22: 1.0658e-05; 23 Year 23: 1.0658e-05; 24 Year 24: 1.0658e-05; 25 Year 25: 1.0658e-05; 26 Year 26: 1.0658e-05; 27 Year 27: 1.0658e-05; 28 Year 28: 1.0658e-05; 29 Year 29: 1.0658e-05; 30 Year 30: 1.0658e-05; 81 Year 81: 0; 82 Year 82: 0; 83 Year 83: 0; 84 Year 84: 0; 85 Year 85: 0; 86 Year 86: 0; 87 Year 87: 0; 88 Year 88: 0; 89 Year 89: 0; 90 Year 90: 0; 91 Year 91: 0; 92 Year 92: 0; 93 Year 93: 0; 94 Year 94: 0; 95 Year 95: 0; 96 Year 96: 0; 97 Year 97: 0; 98 Year 98: 0; 99 Year 99: 0; 100 Year 100: 0; 101 Year 101: 0; 102 Year 102: 0; 103 Year 103: 0; 104 Year 104: 0
[19 empty] | Fixed capex | Input | £000s | 1 Year 1: 55.0947; 2 Year 2: 0; 3 Year 3: 0; 4 Year 4: 0; 5 Year 5: 0; 6 Year 6: 0; 7 Year 7: 0; 8 Year 8: 0; 9 Year 9: 0; 10 Year 10: 0; 11 Year 11: 0; 12 Year 12: 0; 13 Year 13: 0; 14 Year 14: 0; 15 Year 15: 0; 16 Year 16: 0; 17 Year 17: 0; 18 Year 18: 0; 19 Year 19: 0; 20 Year 20: 0; 21 Year 21: 0; 22 Year 22: 0; 23 Year 23: 0; 24 Year 24: 0; 25 Year 25: 0; 26 Year 26: 0; 27 Year 27: 0; 28 Year 28: 0; 29 Year 29: 0; 30 Year 30: 0; 81 Year 81: 0; 82 Year 82: 0; 83 Year 83: 0; 84 Year 84: 0; 85 Year 85: 0; 86 Year 86: 0; 87 Year 87: 0; 88 Year 88: 0; 89 Year 89: 0; 90 Year 90: 0; 91 Year 91: 0; 92 Year 92: 0; 93 Year 93: 0; 94 Year 94: 0; 95 Year 95: 0; 96 Year 96: 0; 97 Year 97: 0; 98 Year 98: 0; 99 Year 99: 0; 100 Year 100: 0; 101 Year 101: 0; 102 Year 102: 0; 103 Year 103: 0; 104 Year 104: 0
[19 empty] | Variable capex | Input | £000s | 1 Year 1: 0; 2 Year 2: 0; 3 Year 3: 0; 4 Year 4: 0; 5 Year 5: 0; 6 Year 6: 0; 7 Year 7: 0; 8 Year 8: 0; 9 Year 9: 0; 10 Year 10: 0; 11 Year 11: 0; 12 Year 12: 0; 13 Year 13: 0; 14 Year 14: 0; 15 Year 15: 0; 16 Year 16: 0; 17 Year 17: 0; 18 Year 18: 0; 19 Year 19: 0; 20 Year 20: 0; 21 Year 21: 0; 22 Year 22: 0; 23 Year 23: 0; 24 Year 24: 0; 25 Year 25: 0; 26 Year 26: 0; 27 Year 27: 0; 28 Year 28: 0; 29 Year 29: 0; 30 Year 30: 0; 81 Year 81: 0; 82 Year 82: 0; 83 Year 83: 0; 84 Year 84: 0; 85 Year 85: 0; 86 Year 86: 0; 87 Year 87: 0; 88 Year 88: 0; 89 Year 89: 0; 90 Year 90: 0; 91 Year 91: 0; 92 Year 92: 0; 93 Year 93: 0; 94 Year 94: 0; 95 Year 95: 0; 96 Year 96: 0; 97 Year 97: 0; 98 Year 98: 0; 99 Year 99: 0; 100 Year 100: 0; 101 Year 101: 0; 102 Year 102: 0; 103 Year 103: 0; 104 Year 104: 0
[19 empty] | Financing costs | Input | £000s | 1 Year 1: 1.5977; 2 Year 2: 1.5977; 3 Year 3: 1.5977; 4 Year 4: 1.5977; 5 Year 5: 1.5977; 6 Year 6: 1.5977; 7 Year 7: 1.5977; 8 Year 8: 1.5977; 9 Year 9: 1.5977; 10 Year 10: 1.5977; 11 Year 11: 1.5977; 12 Year 12: 1.5977; 13 Year 13: 1.5977; 14 Year 14: 1.5977; 15 Year 15: 1.5977; 16 Year 16: 1.5977; 17 Year 17: 1.5977; 18 Year 18: 1.5977; 19 Year 19: 1.5977; 20 Year 20: 1.5977; 21 Year 21: 1.5977; 22 Year 22: 1.5977; 23 Year 23: 1.5977; 24 Year 24: 1.5977; 25 Year 25: 1.5977; 26 Year 26: 1.5977; 27 Year 27: 1.5977; 28 Year 28: 1.5977; 29 Year 29: 1.5977; 30 Year 30: 1.5977
[19 empty] | Fixed opex | Input | £000s | 1 Year 1: 0; 2 Year 2: 0; 3 Year 3: 0; 4 Year 4: 0; 5 Year 5: 0; 6 Year 6: 0; 7 Year 7: 0; 8 Year 8: 0; 9 Year 9: 0; 10 Year 10: 0; 11 Year 11: 0; 12 Year 12: 0; 13 Year 13: 0; 14 Year 14: 0; 15 Year 15: 0; 16 Year 16: 0; 17 Year 17: 0; 18 Year 18: 0; 19 Year 19: 0; 20 Year 20: 0; 21 Year 21: 0; 22 Year 22: 0; 23 Year 23: 0; 24 Year 24: 0; 25 Year 25: 0; 26 Year 26: 0; 27 Year 27: 0; 28 Year 28: 0; 29 Year 29: 0; 30 Year 30: 0; 81 Year 81: 0; 82 Year 82: 0; 83 Year 83: 0; 84 Year 84: 0; 85 Year 85: 0; 86 Year 86: 0; 87 Year 87: 0; 88 Year 88: 0; 89 Year 89: 0; 90 Year 90: 0; 91 Year 91: 0; 92 Year 92: 0; 93 Year 93: 0; 94 Year 94: 0; 95 Year 95: 0; 96 Year 96: 0; 97 Year 97: 0; 98 Year 98: 0; 99 Year 99: 0; 100 Year 100: 0; 101 Year 101: 0; 102 Year 102: 0; 103 Year 103: 0; 104 Year 104: 0
[19 empty] | Variable opex | Input | £000s | 1 Year 1: 0; 2 Year 2: 0; 3 Year 3: 0; 4 Year 4: 0; 5 Year 5: 0; 6 Year 6: 0; 7 Year 7: 0; 8 Year 8: 0; 9 Year 9: 0; 10 Year 10: 0; 11 Year 11: 0; 12 Year 12: 0; 13 Year 13: 0; 14 Year 14: 0; 15 Year 15: 0; 16 Year 16: 0; 17 Year 17: 0; 18 Year 18: 0; 19 Year 19: 0; 20 Year 20: 0; 21 Year 21: 0; 22 Year 22: 0; 23 Year 23: 0; 24 Year 24: 0; 25 Year 25: 0; 26 Year 26: 0; 27 Year 27: 0; 28 Year 28: 0; 29 Year 29: 0; 30 Year 30: 0; 81 Year 81: 0; 82 Year 82: 0; 83 Year 83: 0; 84 Year 84: 0; 85 Year 85: 0; 86 Year 86: 0; 87 Year 87: 0; 88 Year 88: 0; 89 Year 89: 0; 90 Year 90: 0; 91 Year 91: 0; 92 Year 92: 0; 93 Year 93: 0; 94 Year 94: 0; 95 Year 95: 0; 96 Year 96: 0; 97 Year 97: 0; 98 Year 98: 0; 99 Year 99: 0; 100 Year 100: 0; 101 Year 101: 0; 102 Year 102: 0; 103 Year 103: 0; 104 Year 104: 0
[19 empty] | Opex savings | Input | £000s | 1 Year 1: 0; 2 Year 2: 0; 3 Year 3: 0; 4 Year 4: 0; 5 Year 5: 0; 6 Year 6: 0; 7 Year 7: 0; 8 Year 8: 0; 9 Year 9: 0; 10 Year 10: 0; 11 Year 11: 0; 12 Year 12: 0; 13 Year 13: 0; 14 Year 14: 0; 15 Year 15: 0; 16 Year 16: 0; 17 Year 17: 0; 18 Year 18: 0; 19 Year 19: 0; 20 Year 20: 0; 21 Year 21: 0; 22 Year 22: 0; 23 Year 23: 0; 24 Year 24: 0; 25 Year 25: 0; 26 Year 26: 0; 27 Year 27: 0; 28 Year 28: 0; 29 Year 29: 0; 30 Year 30: 0; 81 Year 81: 0; 82 Year 82: 0; 83 Year 83: 0; 84 Year 84: 0; 85 Year 85: 0; 86 Year 86: 0; 87 Year 87: 0; 88 Year 88: 0; 89 Year 89: 0; 90 Year 90: 0; 91 Year 91: 0; 92 Year 92: 0; 93 Year 93: 0; 94 Year 94: 0; 95 Year 95: 0; 96 Year 96: 0; 97 Year 97: 0; 98 Year 98: 0; 99 Year 99: 0; 100 Year 100: 0; 101 Year 101: 0; 102 Year 102: 0; 103 Year 103: 0; 104 Year 104: 0
[19 empty] | Fixed env & social | Input | £000s | 1 Year 1: 0; 2 Year 2: 0; 3 Year 3: 0; 4 Year 4: 0; 5 Year 5: 0; 6 Year 6: 0; 7 Year 7: 0; 8 Year 8: 0; 9 Year 9: 0; 10 Year 10: 0; 11 Year 11: 0; 12 Year 12: 0; 13 Year 13: 0; 14 Year 14: 0; 15 Year 15: 0; 16 Year 16: 0; 17 Year 17: 0; 18 Year 18: 0; 19 Year 19: 0; 20 Year 20: 0; 21 Year 21: 0; 22 Year 22: 0; 23 Year 23: 0; 24 Year 24: 0; 25 Year 25: 0; 26 Year 26: 0; 27 Year 27: 0; 28 Year 28: 0; 29 Year 29: 0; 30 Year 30: 0; 81 Year 81: 0; 82 Year 82: 0; 83 Year 83: 0; 84 Year 84: 0; 85 Year 85: 0; 86 Year 86: 0; 87 Year 87: 0; 88 Year 88: 0; 89 Year 89: 0; 90 Year 90: 0; 91 Year 91: 0; 92 Year 92: 0; 93 Year 93: 0; 94 Year 94: 0; 95 Year 95: 0; 96 Year 96: 0; 97 Year 97: 0; 98 Year 98: 0; 99 Year 99: 0; 100 Year 100: 0; 101 Year 101: 0; 102 Year 102: 0; 103 Year 103: 0; 104 Year 104: 0
[19 empty] | Variable env & social | Input | £000s | 1 Year 1: 0; 2 Year 2: 0; 3 Year 3: 0; 4 Year 4: 0; 5 Year 5: 0; 6 Year 6: 0; 7 Year 7: 0; 8 Year 8: 0; 9 Year 9: 0; 10 Year 10: 0; 11 Year 11: 0; 12 Year 12: 0; 13 Year 13: 0; 14 Year 14: 0; 15 Year 15: 0; 16 Year 16: 0; 17 Year 17: 0; 18 Year 18: 0; 19 Year 19: 0; 20 Year 20: 0; 21 Year 21: 0; 22 Year 22: 0; 23 Year 23: 0; 24 Year 24: 0; 25 Year 25: 0; 26 Year 26: 0; 27 Year 27: 0; 28 Year 28: 0; 29 Year 29: 0; 30 Year 30: 0; 81 Year 81: 0; 82 Year 82: 0; 83 Year 83: 0; 84 Year 84: 0; 85 Year 85: 0; 86 Year 86: 0; 87 Year 87: 0; 88 Year 88: 0; 89 Year 89: 0; 90 Year 90: 0; 91 Year 91: 0; 92 Year 92: 0; 93 Year 93: 0; 94 Year 94: 0; 95 Year 95: 0; 96 Year 96: 0; 97 Year 97: 0; 98 Year 98: 0; 99 Year 99: 0; 100 Year 100: 0; 101 Year 101: 0; 102 Year 102: 0; 103 Year 103: 0; 104 Year 104: 0
[19 empty] | Fixed carbon costs | Input | £000s | 1 Year 1: 0.00052253; 2 Year 2: 0; 3 Year 3: 0; 4 Year 4: 0; 5 Year 5: 0; 6 Year 6: 0; 7 Year 7: 0; 8 Year 8: 0; 9 Year 9: 0; 10 Year 10: 0; 11 Year 11: 0; 12 Year 12: 0; 13 Year 13: 0; 14 Year 14: 0; 15 Year 15: 0; 16 Year 16: 0; 17 Year 17: 0; 18 Year 18: 0; 19 Year 19: 0; 20 Year 20: 0; 21 Year 21: 0; 22 Year 22: 0; 23 Year 23: 0; 24 Year 24: 0; 25 Year 25: 0; 26 Year 26: 0; 27 Year 27: 0; 28 Year 28: 0; 29 Year 29: 0; 30 Year 30: 0; 81 Year 81: 0; 82 Year 82: 0; 83 Year 83: 0; 84 Year 84: 0; 85 Year 85: 0; 86 Year 86: 0; 87 Year 87: 0; 88 Year 88: 0; 89 Year 89: 0; 90 Year 90: 0; 91 Year 91: 0; 92 Year 92: 0; 93 Year 93: 0; 94 Year 94: 0; 95 Year 95: 0; 96 Year 96: 0; 97 Year 97: 0; 98 Year 98: 0; 99 Year 99: 0; 100 Year 100: 0; 101 Year 101: 0; 102 Year 102: 0; 103 Year 103: 0; 104 Year 104: 0
[19 empty] | Variable carbon costs | Input | £000s | 1 Year 1: 0; 2 Year 2: 0; 3 Year 3: 0; 4 Year 4: 0; 5 Year 5: 0; 6 Year 6: 0; 7 Year 7: 0; 8 Year 8: 0; 9 Year 9: 0; 10 Year 10: 0; 11 Year 11: 0; 12 Year 12: 0; 13 Year 13: 0; 14 Year 14: 0; 15 Year 15: 0; 16 Year 16: 0; 17 Year 17: 0; 18 Year 18: 0; 19 Year 19: 0; 20 Year 20: 0; 21 Year 21: 0; 22 Year 22: 0; 23 Year 23: 0; 24 Year 24: 0; 25 Year 25: 0; 26 Year 26: 0; 27 Year 27: 0; 28 Year 28: 0; 29 Year 29: 0; 30 Year 30: 0; 81 Year 81: 0; 82 Year 82: 0; 83 Year 83: 0; 84 Year 84: 0; 85 Year 85: 0; 86 Year 86: 0; 87 Year 87: 0; 88 Year 88: 0; 89 Year 89: 0; 90 Year 90: 0; 91 Year 91: 0; 92 Year 92: 0; 93 Year 93: 0; 94 Year 94: 0; 95 Year 95: 0; 96 Year 96: 0; 97 Year 97: 0; 98 Year 98: 0; 99 Year 99: 0; 100 Year 100: 0; 101 Year 101: 0; 102 Year 102: 0; 103 Year 103: 0; 104 Year 104: 0
[19 empty] | Customer willingness to pay | Input | £000s | 1 Year 1: 145.3114; 2 Year 2: 145.3114; 3 Year 3: 145.3114; 4 Year 4: 145.3114; 5 Year 5: 145.3114; 6 Year 6: 145.3114; 7 Year 7: 145.3114; 8 Year 8: 145.3114; 9 Year 9: 145.3114; 10 Year 10: 145.3114; 11 Year 11: 145.3114; 12 Year 12: 145.3114; 13 Year 13: 145.3114; 14 Year 14: 145.3114; 15 Year 15: 145.3114; 16 Year 16: 145.3114; 17 Year 17: 145.3114; 18 Year 18: 145.3114; 19 Year 19: 145.3114; 20 Year 20: 145.3114; 21 Year 21: 145.3114; 22 Year 22: 145.3114; 23 Year 23: 145.3114; 24 Year 24: 145.3114; 25 Year 25: 145.3114; 26 Year 26: 145.3114; 27 Year 27: 145.3114; 28 Year 28: 145.3114; 29 Year 29: 145.3114; 30 Year 30: 145.3114; 81 Year 81: 0; 82 Year 82: 0; 83 Year 83: 0; 84 Year 84: 0; 85 Year 85: 0; 86 Year 86: 0; 87 Year 87: 0; 88 Year 88: 0; 89 Year 89: 0; 90 Year 90: 0; 91 Year 91: 0; 92 Year 92: 0; 93 Year 93: 0; 94 Year 94: 0; 95 Year 95: 0; 96 Year 96: 0; 97 Year 97: 0; 98 Year 98: 0; 99 Year 99: 0; 100 Year 100: 0; 101 Year 101: 0; 102 Year 102: 0; 103 Year 103: 0; 104 Year 104: 0
[19 empty] | Total | Sum of above (excl WAFU) | £000s | 202.0043 | 146.9091 | 146.9091 | 146.9091 | 146.9091 | 146.9091 | 146.9091 | 146.9091 | 146.9091 | 146.9091 | 146.9091 | 146.9091 | 146.9091 | 146.9091 | 146.9091 | 146.9091 | 146.9091 | 146.9091 | 146.9091 | 146.9091 | 146.9091 | 146.9091 | 146.9091 | 146.9091 | 146.9091 | 146.9091 | 146.9091 | 146.9091 | 146.9091 | 146.9091 | 0 | 0 | 0 | 0 | 0 | 0 | 0 | 0 | 0 | 0 | 0 | 0 | 0 | 0 | 0 | 0 | 0 | 0 | 0 | 0 | 0 | 0 | 0 | 0 | 0 | 0 | 0 | 0 | 0 | 0 | 0 | 0 | 0 | 0 | 0 | 0 | 0 | 0 | 0 | 0 | 0 | 0 | 0 | 0 | 0 | 0 | 0 | 0 | 0 | 0 | 0 | 0 | 0 | 0 | 0 | 0 | 0 | 0 | 0 | 0 | 0 | 0 | 0 | 0 | 0 | 0 | 0 | 0 | 0 | 0 | 0 | 0 | 0 | 0
58.1x | TYLK RP06 | 8021 AC 20-30 | Mains replacement (not trunk mains) / Trunk mains renewal | N | 2020-21 | Capacity | 1.8729e-05 | 0.13013 | 85.5115 | 0 | 0 | 0.00091825 | 2766.1132 | 2851.6256 | 65712.639 | 2191376.3899 | 4 | 4 | Gains in WAFU / Savings in demand | Input | Ml/d | 1 Year 1: 1.8729e-05; 2 Year 2: 1.8729e-05; 3 Year 3: 1.8729e-05; 4 Year 4: 1.8729e-05; 5 Year 5: 1.8729e-05; 6 Year 6: 1.8729e-05; 7 Year 7: 1.8729e-05; 8 Year 8: 1.8729e-05; 9 Year 9: 1.8729e-05; 10 Year 10: 1.8729e-05; 11 Year 11: 1.8729e-05; 12 Year 12: 1.8729e-05; 13 Year 13: 1.8729e-05; 14 Year 14: 1.8729e-05; 15 Year 15: 1.8729e-05; 16 Year 16: 1.8729e-05; 17 Year 17: 1.8729e-05; 18 Year 18: 1.8729e-05; 19 Year 19: 1.8729e-05; 20 Year 20: 1.8729e-05; 21 Year 21: 1.8729e-05; 22 Year 22: 1.8729e-05; 23 Year 23: 1.8729e-05; 24 Year 24: 1.8729e-05; 25 Year 25: 1.8729e-05; 26 Year 26: 1.8729e-05; 27 Year 27: 1.8729e-05; 28 Year 28: 1.8729e-05; 29 Year 29: 1.8729e-05; 30 Year 30: 1.8729e-05; 81 Year 81: 0; 82 Year 82: 0; 83 Year 83: 0; 84 Year 84: 0; 85 Year 85: 0; 86 Year 86: 0; 87 Year 87: 0; 88 Year 88: 0; 89 Year 89: 0; 90 Year 90: 0; 91 Year 91: 0; 92 Year 92: 0; 93 Year 93: 0; 94 Year 94: 0; 95 Year 95: 0; 96 Year 96: 0; 97 Year 97: 0; 98 Year 98: 0; 99 Year 99: 0; 100 Year 100: 0; 101 Year 101: 0; 102 Year 102: 0; 103 Year 103: 0; 104 Year 104: 0
[19 empty] | Fixed capex | Input | £000s | 1 Year 1: 55.0963; 2 Year 2: 0; 3 Year 3: 0; 4 Year 4: 0; 5 Year 5: 0; 6 Year 6: 0; 7 Year 7: 0; 8 Year 8: 0; 9 Year 9: 0; 10 Year 10: 0; 11 Year 11: 0; 12 Year 12: 0; 13 Year 13: 0; 14 Year 14: 0; 15 Year 15: 0; 16 Year 16: 0; 17 Year 17: 0; 18 Year 18: 0; 19 Year 19: 0; 20 Year 20: 0; 21 Year 21: 0; 22 Year 22: 0; 23 Year 23: 0; 24 Year 24: 0; 25 Year 25: 0; 26 Year 26: 0; 27 Year 27: 0; 28 Year 28: 0; 29 Year 29: 0; 30 Year 30: 0; 81 Year 81: 0; 82 Year 82: 0; 83 Year 83: 0; 84 Year 84: 0; 85 Year 85: 0; 86 Year 86: 0; 87 Year 87: 0; 88 Year 88: 0; 89 Year 89: 0; 90 Year 90: 0; 91 Year 91: 0; 92 Year 92: 0; 93 Year 93: 0; 94 Year 94: 0; 95 Year 95: 0; 96 Year 96: 0; 97 Year 97: 0; 98 Year 98: 0; 99 Year 99: 0; 100 Year 100: 0; 101 Year 101: 0; 102 Year 102: 0; 103 Year 103: 0; 104 Year 104: 0
[19 empty] | Variable capex | Input | £000s | 1 Year 1: 0; 2 Year 2: 0; 3 Year 3: 0; 4 Year 4: 0; 5 Year 5: 0; 6 Year 6: 0; 7 Year 7: 0; 8 Year 8: 0; 9 Year 9: 0; 10 Year 10: 0; 11 Year 11: 0; 12 Year 12: 0; 13 Year 13: 0; 14 Year 14: 0; 15 Year 15: 0; 16 Year 16: 0; 17 Year 17: 0; 18 Year 18: 0; 19 Year 19: 0; 20 Year 20: 0; 21 Year 21: 0; 22 Year 22: 0; 23 Year 23: 0; 24 Year 24: 0; 25 Year 25: 0; 26 Year 26: 0; 27 Year 27: 0; 28 Year 28: 0; 29 Year 29: 0; 30 Year 30: 0; 81 Year 81: 0; 82 Year 82: 0; 83 Year 83: 0; 84 Year 84: 0; 85 Year 85: 0; 86 Year 86: 0; 87 Year 87: 0; 88 Year 88: 0; 89 Year 89: 0; 90 Year 90: 0; 91 Year 91: 0; 92 Year 92: 0; 93 Year 93: 0; 94 Year 94: 0; 95 Year 95: 0; 96 Year 96: 0; 97 Year 97: 0; 98 Year 98: 0; 99 Year 99: 0; 100 Year 100: 0; 101 Year 101: 0; 102 Year 102: 0; 103 Year 103: 0; 104 Year 104: 0
[19 empty] | Financing costs | Input | £000s | 1 Year 1: 1.5978; 2 Year 2: 1.5978; 3 Year 3: 1.5978; 4 Year 4: 1.5978; 5 Year 5: 1.5978; 6 Year 6: 1.5978; 7 Year 7: 1.5978; 8 Year 8: 1.5978; 9 Year 9: 1.5978; 10 Year 10: 1.5978; 11 Year 11: 1.5978; 12 Year 12: 1.5978; 13 Year 13: 1.5978; 14 Year 14: 1.5978; 15 Year 15: 1.5978; 16 Year 16: 1.5978; 17 Year 17: 1.5978; 18 Year 18: 1.5978; 19 Year 19: 1.5978; 20 Year 20: 1.5978; 21 Year 21: 1.5978; 22 Year 22: 1.5978; 23 Year 23: 1.5978; 24 Year 24: 1.5978; 25 Year 25: 1.5978; 26 Year 26: 1.5978; 27 Year 27: 1.5978; 28 Year 28: 1.5978; 29 Year 29: 1.5978; 30 Year 30: 1.5978
[19 empty] | Fixed opex | Input | £000s | 1 Year 1: 0; 2 Year 2: 0; 3 Year 3: 0; 4 Year 4: 0; 5 Year 5: 0; 6 Year 6: 0; 7 Year 7: 0; 8 Year 8: 0; 9 Year 9: 0; 10 Year 10: 0; 11 Year 11: 0; 12 Year 12: 0; 13 Year 13: 0; 14 Year 14: 0; 15 Year 15: 0; 16 Year 16: 0; 17 Year 17: 0; 18 Year 18: 0; 19 Year 19: 0; 20 Year 20: 0; 21 Year 21: 0; 22 Year 22: 0; 23 Year 23: 0; 24 Year 24: 0; 25 Year 25: 0; 26 Year 26: 0; 27 Year 27: 0; 28 Year 28: 0; 29 Year 29: 0; 30 Year 30: 0; 81 Year 81: 0; 82 Year 82: 0; 83 Year 83: 0; 84 Year 84: 0; 85 Year 85: 0; 86 Year 86: 0; 87 Year 87: 0; 88 Year 88: 0; 89 Year 89: 0; 90 Year 90: 0; 91 Year 91: 0; 92 Year 92: 0; 93 Year 93: 0; 94 Year 94: 0; 95 Year 95: 0; 96 Year 96: 0; 97 Year 97: 0; 98 Year 98: 0; 99 Year 99: 0; 100 Year 100: 0; 101 Year 101: 0; 102 Year 102: 0; 103 Year 103: 0; 104 Year 104: 0
[19 empty] | Variable opex | Input | £000s | 1 Year 1: 0; 2 Year 2: 0; 3 Year 3: 0; 4 Year 4: 0; 5 Year 5: 0; 6 Year 6: 0; 7 Year 7: 0; 8 Year 8: 0; 9 Year 9: 0; 10 Year 10: 0; 11 Year 11: 0; 12 Year 12: 0; 13 Year 13: 0; 14 Year 14: 0; 15 Year 15: 0; 16 Year 16: 0; 17 Year 17: 0; 18 Year 18: 0; 19 Year 19: 0; 20 Year 20: 0; 21 Year 21: 0; 22 Year 22: 0; 23 Year 23: 0; 24 Year 24: 0; 25 Year 25: 0; 26 Year 26: 0; 27 Year 27: 0; 28 Year 28: 0; 29 Year 29: 0; 30 Year 30: 0; 81 Year 81: 0; 82 Year 82: 0; 83 Year 83: 0; 84 Year 84: 0; 85 Year 85: 0; 86 Year 86: 0; 87 Year 87: 0; 88 Year 88: 0; 89 Year 89: 0; 90 Year 90: 0; 91 Year 91: 0; 92 Year 92: 0; 93 Year 93: 0; 94 Year 94: 0; 95 Year 95: 0; 96 Year 96: 0; 97 Year 97: 0; 98 Year 98: 0; 99 Year 99: 0; 100 Year 100: 0; 101 Year 101: 0; 102 Year 102: 0; 103 Year 103: 0; 104 Year 104: 0
[19 empty] | Opex savings | Input | £000s | 1 Year 1: 0; 2 Year 2: 0; 3 Year 3: 0; 4 Year 4: 0; 5 Year 5: 0; 6 Year 6: 0; 7 Year 7: 0; 8 Year 8: 0; 9 Year 9: 0; 10 Year 10: 0; 11 Year 11: 0; 12 Year 12: 0; 13 Year 13: 0; 14 Year 14: 0; 15 Year 15: 0; 16 Year 16: 0; 17 Year 17: 0; 18 Year 18: 0; 19 Year 19: 0; 20 Year 20: 0; 21 Year 21: 0; 22 Year 22: 0; 23 Year 23: 0; 24 Year 24: 0; 25 Year 25: 0; 26 Year 26: 0; 27 Year 27: 0; 28 Year 28: 0; 29 Year 29: 0; 30 Year 30: 0; 81 Year 81: 0; 82 Year 82: 0; 83 Year 83: 0; 84 Year 84: 0; 85 Year 85: 0; 86 Year 86: 0; 87 Year 87: 0; 88 Year 88: 0; 89 Year 89: 0; 90 Year 90: 0; 91 Year 91: 0; 92 Year 92: 0; 93 Year 93: 0; 94 Year 94: 0; 95 Year 95: 0; 96 Year 96: 0; 97 Year 97: 0; 98 Year 98: 0; 99 Year 99: 0; 100 Year 100: 0; 101 Year 101: 0; 102 Year 102: 0; 103 Year 103: 0; 104 Year 104: 0
[19 empty] | Fixed env & social | Input | £000s | 1 Year 1: 0; 2 Year 2: 0; 3 Year 3: 0; 4 Year 4: 0; 5 Year 5: 0; 6 Year 6: 0; 7 Year 7: 0; 8 Year 8: 0; 9 Year 9: 0; 10 Year 10: 0; 11 Year 11: 0; 12 Year 12: 0; 13 Year 13: 0; 14 Year 14: 0; 15 Year 15: 0; 16 Year 16: 0; 17 Year 17: 0; 18 Year 18: 0; 19 Year 19: 0; 20 Year 20: 0; 21 Year 21: 0; 22 Year 22: 0; 23 Year 23: 0; 24 Year 24: 0; 25 Year 25: 0; 26 Year 26: 0; 27 Year 27: 0; 28 Year 28: 0; 29 Year 29: 0; 30 Year 30: 0; 81 Year 81: 0; 82 Year 82: 0; 83 Year 83: 0; 84 Year 84: 0; 85 Year 85: 0; 86 Year 86: 0; 87 Year 87: 0; 88 Year 88: 0; 89 Year 89: 0; 90 Year 90: 0; 91 Year 91: 0; 92 Year 92: 0; 93 Year 93: 0; 94 Year 94: 0; 95 Year 95: 0; 96 Year 96: 0; 97 Year 97: 0; 98 Year 98: 0; 99 Year 99: 0; 100 Year 100: 0; 101 Year 101: 0; 102 Year 102: 0; 103 Year 103: 0; 104 Year 104: 0
[19 empty] | Variable env & social | Input | £000s | 1 Year 1: 0; 2 Year 2: 0; 3 Year 3: 0; 4 Year 4: 0; 5 Year 5: 0; 6 Year 6: 0; 7 Year 7: 0; 8 Year 8: 0; 9 Year 9: 0; 10 Year 10: 0; 11 Year 11: 0; 12 Year 12: 0; 13 Year 13: 0; 14 Year 14: 0; 15 Year 15: 0; 16 Year 16: 0; 17 Year 17: 0; 18 Year 18: 0; 19 Year 19: 0; 20 Year 20: 0; 21 Year 21: 0; 22 Year 22: 0; 23 Year 23: 0; 24 Year 24: 0; 25 Year 25: 0; 26 Year 26: 0; 27 Year 27: 0; 28 Year 28: 0; 29 Year 29: 0; 30 Year 30: 0; 81 Year 81: 0; 82 Year 82: 0; 83 Year 83: 0; 84 Year 84: 0; 85 Year 85: 0; 86 Year 86: 0; 87 Year 87: 0; 88 Year 88: 0; 89 Year 89: 0; 90 Year 90: 0; 91 Year 91: 0; 92 Year 92: 0; 93 Year 93: 0; 94 Year 94: 0; 95 Year 95: 0; 96 Year 96: 0; 97 Year 97: 0; 98 Year 98: 0; 99 Year 99: 0; 100 Year 100: 0; 101 Year 101: 0; 102 Year 102: 0; 103 Year 103: 0; 104 Year 104: 0
[19 empty] | Fixed carbon costs | Input | £000s | 1 Year 1: 0.00091825; 2 Year 2: 0; 3 Year 3: 0; 4 Year 4: 0; 5 Year 5: 0; 6 Year 6: 0; 7 Year 7: 0; 8 Year 8: 0; 9 Year 9: 0; 10 Year 10: 0; 11 Year 11: 0; 12 Year 12: 0; 13 Year 13: 0; 14 Year 14: 0; 15 Year 15: 0; 16 Year 16: 0; 17 Year 17: 0; 18 Year 18: 0; 19 Year 19: 0; 20 Year 20: 0; 21 Year 21: 0; 22 Year 22: 0; 23 Year 23: 0; 24 Year 24: 0; 25 Year 25: 0; 26 Year 26: 0; 27 Year 27: 0; 28 Year 28: 0; 29 Year 29: 0; 30 Year 30: 0; 81 Year 81: 0; 82 Year 82: 0; 83 Year 83: 0; 84 Year 84: 0; 85 Year 85: 0; 86 Year 86: 0; 87 Year 87: 0; 88 Year 88: 0; 89 Year 89: 0; 90 Year 90: 0; 91 Year 91: 0; 92 Year 92: 0; 93 Year 93: 0; 94 Year 94: 0; 95 Year 95: 0; 96 Year 96: 0; 97 Year 97: 0; 98 Year 98: 0; 99 Year 99: 0; 100 Year 100: 0; 101 Year 101: 0; 102 Year 102: 0; 103 Year 103: 0; 104 Year 104: 0
[19 empty] | Variable carbon costs | Input | £000s | 1 Year 1: 0; 2 Year 2: 0; 3 Year 3: 0; 4 Year 4: 0; 5 Year 5: 0; 6 Year 6: 0; 7 Year 7: 0; 8 Year 8: 0; 9 Year 9: 0; 10 Year 10: 0; 11 Year 11: 0; 12 Year 12: 0; 13 Year 13: 0; 14 Year 14: 0; 15 Year 15: 0; 16 Year 16: 0; 17 Year 17: 0; 18 Year 18: 0; 19 Year 19: 0; 20 Year 20: 0; 21 Year 21: 0; 22 Year 22: 0; 23 Year 23: 0; 24 Year 24: 0; 25 Year 25: 0; 26 Year 26: 0; 27 Year 27: 0; 28 Year 28: 0; 29 Year 29: 0; 30 Year 30: 0; 81 Year 81: 0; 82 Year 82: 0; 83 Year 83: 0; 84 Year 84: 0; 85 Year 85: 0; 86 Year 86: 0; 87 Year 87: 0; 88 Year 88: 0; 89 Year 89: 0; 90 Year 90: 0; 91 Year 91: 0; 92 Year 92: 0; 93 Year 93: 0; 94 Year 94: 0; 95 Year 95: 0; 96 Year 96: 0; 97 Year 97: 0; 98 Year 98: 0; 99 Year 99: 0; 100 Year 100: 0; 101 Year 101: 0; 102 Year 102: 0; 103 Year 103: 0; 104 Year 104: 0
[19 empty] | Customer willingness to pay | Input | £000s | 1 Year 1: 145.3114; 2 Year 2: 145.3114; 3 Year 3: 145.3114; 4 Year 4: 145.3114; 5 Year 5: 145.3114; 6 Year 6: 145.3114; 7 Year 7: 145.3114; 8 Year 8: 145.3114; 9 Year 9: 145.3114; 10 Year 10: 145.3114; 11 Year 11: 145.3114; 12 Year 12: 145.3114; 13 Year 13: 145.3114; 14 Year 14: 145.3114; 15 Year 15: 145.3114; 16 Year 16: 145.3114; 17 Year 17: 145.3114; 18 Year 18: 145.3114; 19 Year 19: 145.3114; 20 Year 20: 145.3114; 21 Year 21: 145.3114; 22 Year 22: 145.3114; 23 Year 23: 145.3114; 24 Year 24: 145.3114; 25 Year 25: 145.3114; 26 Year 26: 145.3114; 27 Year 27: 145.3114; 28 Year 28: 145.3114; 29 Year 29: 145.3114; 30 Year 30: 145.3114; 81 Year 81: 0; 82 Year 82: 0; 83 Year 83: 0; 84 Year 84: 0; 85 Year 85: 0; 86 Year 86: 0; 87 Year 87: 0; 88 Year 88: 0; 89 Year 89: 0; 90 Year 90: 0; 91 Year 91: 0; 92 Year 92: 0; 93 Year 93: 0; 94 Year 94: 0; 95 Year 95: 0; 96 Year 96: 0; 97 Year 97: 0; 98 Year 98: 0; 99 Year 99: 0; 100 Year 100: 0; 101 Year 101: 0; 102 Year 102: 0; 103 Year 103: 0; 104 Year 104: 0
[19 empty] | Total | Sum of above (excl WAFU) | £000s | 202.0064 | 146.9092 | 146.9092 | 146.9092 | 146.9092 | 146.9092 | 146.9092 | 146.9092 | 146.9092 | 146.9092 | 146.9092 | 146.9092 | 146.9092 | 146.9092 | 146.9092 | 146.9092 | 146.9092 | 146.9092 | 146.9092 | 146.9092 | 146.9092 | 146.9092 | 146.9092 | 146.9092 | 146.9092 | 146.9092 | 146.9092 | 146.9092 | 146.9092 | 146.9092 | 0 | 0 | 0 | 0 | 0 | 0 | 0 | 0 | 0 | 0 | 0 | 0 | 0 | 0 | 0 | 0 | 0 | 0 | 0 | 0 | 0 | 0 | 0 | 0 | 0 | 0 | 0 | 0 | 0 | 0 | 0 | 0 | 0 | 0 | 0 | 0 | 0 | 0 | 0 | 0 | 0 | 0 | 0 | 0 | 0 | 0 | 0 | 0 | 0 | 0 | 0 | 0 | 0 | 0 | 0 | 0 | 0 | 0 | 0 | 0 | 0 | 0 | 0 | 0 | 0 | 0 | 0 | 0 | 0 | 0 | 0 | 0 | 0 | 0
58.1x | TYLK RP05 | 8021 AC 40-50 | Mains replacement (not trunk mains) / Trunk mains renewal | N | 2020-21 | Capacity | 2.4931e-05 | 0.17323 | 85.5109 | 0 | 0 | 0.0012224 | 2766.1132 | 2851.6253 | 49364.0216 | 1646195.5789 | 4 | 4 | Gains in WAFU / Savings in demand | Input | Ml/d | 1 Year 1: 2.4931e-05; 2 Year 2: 2.4931e-05; 3 Year 3: 2.4931e-05; 4 Year 4: 2.4931e-05; 5 Year 5: 2.4931e-05; 6 Year 6: 2.4931e-05; 7 Year 7: 2.4931e-05; 8 Year 8: 2.4931e-05; 9 Year 9: 2.4931e-05; 10 Year 10: 2.4931e-05; 11 Year 11: 2.4931e-05; 12 Year 12: 2.4931e-05; 13 Year 13: 2.4931e-05; 14 Year 14: 2.4931e-05; 15 Year 15: 2.4931e-05; 16 Year 16: 2.4931e-05; 17 Year 17: 2.4931e-05; 18 Year 18: 2.4931e-05; 19 Year 19: 2.4931e-05; 20 Year 20: 2.4931e-05; 21 Year 21: 2.4931e-05; 22 Year 22: 2.4931e-05; 23 Year 23: 2.4931e-05; 24 Year 24: 2.4931e-05; 25 Year 25: 2.4931e-05; 26 Year 26: 2.4931e-05; 27 Year 27: 2.4931e-05; 28 Year 28: 2.4931e-05; 29 Year 29: 2.4931e-05; 30 Year 30: 2.4931e-05; 81 Year 81: 0; 82 Year 82: 0; 83 Year 83: 0; 84 Year 84: 0; 85 Year 85: 0; 86 Year 86: 0; 87 Year 87: 0; 88 Year 88: 0; 89 Year 89: 0; 90 Year 90: 0; 91 Year 91: 0; 92 Year 92: 0; 93 Year 93: 0; 94 Year 94: 0; 95 Year 95: 0; 96 Year 96: 0; 97 Year 97: 0; 98 Year 98: 0; 99 Year 99: 0; 100 Year 100: 0; 101 Year 101: 0; 102 Year 102: 0; 103 Year 103: 0; 104 Year 104: 0
[19 empty] | Fixed capex | Input | £000s | 1 Year 1: 55.0959; 2 Year 2: 0; 3 Year 3: 0; 4 Year 4: 0; 5 Year 5: 0; 6 Year 6: 0; 7 Year 7: 0; 8 Year 8: 0; 9 Year 9: 0; 10 Year 10: 0; 11 Year 11: 0; 12 Year 12: 0; 13 Year 13: 0; 14 Year 14: 0; 15 Year 15: 0; 16 Year 16: 0; 17 Year 17: 0; 18 Year 18: 0; 19 Year 19: 0; 20 Year 20: 0; 21 Year 21: 0; 22 Year 22: 0; 23 Year 23: 0; 24 Year 24: 0; 25 Year 25: 0; 26 Year 26: 0; 27 Year 27: 0; 28 Year 28: 0; 29 Year 29: 0; 30 Year 30: 0; 81 Year 81: 0; 82 Year 82: 0; 83 Year 83: 0; 84 Year 84: 0; 85 Year 85: 0; 86 Year 86: 0; 87 Year 87: 0; 88 Year 88: 0; 89 Year 89: 0; 90 Year 90: 0; 91 Year 91: 0; 92 Year 92: 0; 93 Year 93: 0; 94 Year 94: 0; 95 Year 95: 0; 96 Year 96: 0; 97 Year 97: 0; 98 Year 98: 0; 99 Year 99: 0; 100 Year 100: 0; 101 Year 101: 0; 102 Year 102: 0; 103 Year 103: 0; 104 Year 104: 0
[19 empty] | Variable capex | Input | £000s | 1 Year 1: 0; 2 Year 2: 0; 3 Year 3: 0; 4 Year 4: 0; 5 Year 5: 0; 6 Year 6: 0; 7 Year 7: 0; 8 Year 8: 0; 9 Year 9: 0; 10 Year 10: 0; 11 Year 11: 0; 12 Year 12: 0; 13 Year 13: 0; 14 Year 14: 0; 15 Year 15: 0; 16 Year 16: 0; 17 Year 17: 0; 18 Year 18: 0; 19 Year 19: 0; 20 Year 20: 0; 21 Year 21: 0; 22 Year 22: 0; 23 Year 23: 0; 24 Year 24: 0; 25 Year 25: 0; 26 Year 26: 0; 27 Year 27: 0; 28 Year 28: 0; 29 Year 29: 0; 30 Year 30: 0; 81 Year 81: 0; 82 Year 82: 0; 83 Year 83: 0; 84 Year 84: 0; 85 Year 85: 0; 86 Year 86: 0; 87 Year 87: 0; 88 Year 88: 0; 89 Year 89: 0; 90 Year 90: 0; 91 Year 91: 0; 92 Year 92: 0; 93 Year 93: 0; 94 Year 94: 0; 95 Year 95: 0; 96 Year 96: 0; 97 Year 97: 0; 98 Year 98: 0; 99 Year 99: 0; 100 Year 100: 0; 101 Year 101: 0; 102 Year 102: 0; 103 Year 103: 0; 104 Year 104: 0
[19 empty] | Financing costs | Input | £000s | 1 Year 1: 1.5978; 2 Year 2: 1.5978; 3 Year 3: 1.5978; 4 Year 4: 1.5978; 5 Year 5: 1.5978; 6 Year 6: 1.5978; 7 Year 7: 1.5978; 8 Year 8: 1.5978; 9 Year 9: 1.5978; 10 Year 10: 1.5978; 11 Year 11: 1.5978; 12 Year 12: 1.5978; 13 Year 13: 1.5978; 14 Year 14: 1.5978; 15 Year 15: 1.5978; 16 Year 16: 1.5978; 17 Year 17: 1.5978; 18 Year 18: 1.5978; 19 Year 19: 1.5978; 20 Year 20: 1.5978; 21 Year 21: 1.5978; 22 Year 22: 1.5978; 23 Year 23: 1.5978; 24 Year 24: 1.5978; 25 Year 25: 1.5978; 26 Year 26: 1.5978; 27 Year 27: 1.5978; 28 Year 28: 1.5978; 29 Year 29: 1.5978; 30 Year 30: 1.5978
[19 empty] | Fixed opex | Input | £000s | 1 Year 1: 0; 2 Year 2: 0; 3 Year 3: 0; 4 Year 4: 0; 5 Year 5: 0; 6 Year 6: 0; 7 Year 7: 0; 8 Year 8: 0; 9 Year 9: 0; 10 Year 10: 0; 11 Year 11: 0; 12 Year 12: 0; 13 Year 13: 0; 14 Year 14: 0; 15 Year 15: 0; 16 Year 16: 0; 17 Year 17: 0; 18 Year 18: 0; 19 Year 19: 0; 20 Year 20: 0; 21 Year 21: 0; 22 Year 22: 0; 23 Year 23: 0; 24 Year 24: 0; 25 Year 25: 0; 26 Year 26: 0; 27 Year 27: 0; 28 Year 28: 0; 29 Year 29: 0; 30 Year 30: 0; 81 Year 81: 0; 82 Year 82: 0; 83 Year 83: 0; 84 Year 84: 0; 85 Year 85: 0; 86 Year 86: 0; 87 Year 87: 0; 88 Year 88: 0; 89 Year 89: 0; 90 Year 90: 0; 91 Year 91: 0; 92 Year 92: 0; 93 Year 93: 0; 94 Year 94: 0; 95 Year 95: 0; 96 Year 96: 0; 97 Year 97: 0; 98 Year 98: 0; 99 Year 99: 0; 100 Year 100: 0; 101 Year 101: 0; 102 Year 102: 0; 103 Year 103: 0; 104 Year 104: 0
[19 empty] | Variable opex | Input | £000s | 1 Year 1: 0; 2 Year 2: 0; 3 Year 3: 0; 4 Year 4: 0; 5 Year 5: 0; 6 Year 6: 0; 7 Year 7: 0; 8 Year 8: 0; 9 Year 9: 0; 10 Year 10: 0; 11 Year 11: 0; 12 Year 12: 0; 13 Year 13: 0; 14 Year 14: 0; 15 Year 15: 0; 16 Year 16: 0; 17 Year 17: 0; 18 Year 18: 0; 19 Year 19: 0; 20 Year 20: 0; 21 Year 21: 0; 22 Year 22: 0; 23 Year 23: 0; 24 Year 24: 0; 25 Year 25: 0; 26 Year 26: 0; 27 Year 27: 0; 28 Year 28: 0; 29 Year 29: 0; 30 Year 30: 0; 81 Year 81: 0; 82 Year 82: 0; 83 Year 83: 0; 84 Year 84: 0; 85 Year 85: 0; 86 Year 86: 0; 87 Year 87: 0; 88 Year 88: 0; 89 Year 89: 0; 90 Year 90: 0; 91 Year 91: 0; 92 Year 92: 0; 93 Year 93: 0; 94 Year 94: 0; 95 Year 95: 0; 96 Year 96: 0; 97 Year 97: 0; 98 Year 98: 0; 99 Year 99: 0; 100 Year 100: 0; 101 Year 101: 0; 102 Year 102: 0; 103 Year 103: 0; 104 Year 104: 0
[19 empty] | Opex savings | Input | £000s | 1 Year 1: 0; 2 Year 2: 0; 3 Year 3: 0; 4 Year 4: 0; 5 Year 5: 0; 6 Year 6: 0; 7 Year 7: 0; 8 Year 8: 0; 9 Year 9: 0; 10 Year 10: 0; 11 Year 11: 0; 12 Year 12: 0; 13 Year 13: 0; 14 Year 14: 0; 15 Year 15: 0; 16 Year 16: 0; 17 Year 17: 0; 18 Year 18: 0; 19 Year 19: 0; 20 Year 20: 0; 21 Year 21: 0; 22 Year 22: 0; 23 Year 23: 0; 24 Year 24: 0; 25 Year 25: 0; 26 Year 26: 0; 27 Year 27: 0; 28 Year 28: 0; 29 Year 29: 0; 30 Year 30: 0; 81 Year 81: 0; 82 Year 82: 0; 83 Year 83: 0; 84 Year 84: 0; 85 Year 85: 0; 86 Year 86: 0; 87 Year 87: 0; 88 Year 88: 0; 89 Year 89: 0; 90 Year 90: 0; 91 Year 91: 0; 92 Year 92: 0; 93 Year 93: 0; 94 Year 94: 0; 95 Year 95: 0; 96 Year 96: 0; 97 Year 97: 0; 98 Year 98: 0; 99 Year 99: 0; 100 Year 100: 0; 101 Year 101: 0; 102 Year 102: 0; 103 Year 103: 0; 104 Year 104: 0
[19 empty] | Fixed env & social | Input | £000s | 1 Year 1: 0; 2 Year 2: 0; 3 Year 3: 0; 4 Year 4: 0; 5 Year 5: 0; 6 Year 6: 0; 7 Year 7: 0; 8 Year 8: 0; 9 Year 9: 0; 10 Year 10: 0; 11 Year 11: 0; 12 Year 12: 0; 13 Year 13: 0; 14 Year 14: 0; 15 Year 15: 0; 16 Year 16: 0; 17 Year 17: 0; 18 Year 18: 0; 19 Year 19: 0; 20 Year 20: 0; 21 Year 21: 0; 22 Year 22: 0; 23 Year 23: 0; 24 Year 24: 0; 25 Year 25: 0; 26 Year 26: 0; 27 Year 27: 0; 28 Year 28: 0; 29 Year 29: 0; 30 Year 30: 0; 81 Year 81: 0; 82 Year 82: 0; 83 Year 83: 0; 84 Year 84: 0; 85 Year 85: 0; 86 Year 86: 0; 87 Year 87: 0; 88 Year 88: 0; 89 Year 89: 0; 90 Year 90: 0; 91 Year 91: 0; 92 Year 92: 0; 93 Year 93: 0; 94 Year 94: 0; 95 Year 95: 0; 96 Year 96: 0; 97 Year 97: 0; 98 Year 98: 0; 99 Year 99: 0; 100 Year 100: 0; 101 Year 101: 0; 102 Year 102: 0; 103 Year 103: 0; 104 Year 104: 0
[19 empty] | Variable env & social | Input | £000s | 1 Year 1: 0; 2 Year 2: 0; 3 Year 3: 0; 4 Year 4: 0; 5 Year 5: 0; 6 Year 6: 0; 7 Year 7: 0; 8 Year 8: 0; 9 Year 9: 0; 10 Year 10: 0; 11 Year 11: 0; 12 Year 12: 0; 13 Year 13: 0; 14 Year 14: 0; 15 Year 15: 0; 16 Year 16: 0; 17 Year 17: 0; 18 Year 18: 0; 19 Year 19: 0; 20 Year 20: 0; 21 Year 21: 0; 22 Year 22: 0; 23 Year 23: 0; 24 Year 24: 0; 25 Year 25: 0; 26 Year 26: 0; 27 Year 27: 0; 28 Year 28: 0; 29 Year 29: 0; 30 Year 30: 0; 81 Year 81: 0; 82 Year 82: 0; 83 Year 83: 0; 84 Year 84: 0; 85 Year 85: 0; 86 Year 86: 0; 87 Year 87: 0; 88 Year 88: 0; 89 Year 89: 0; 90 Year 90: 0; 91 Year 91: 0; 92 Year 92: 0; 93 Year 93: 0; 94 Year 94: 0; 95 Year 95: 0; 96 Year 96: 0; 97 Year 97: 0; 98 Year 98: 0; 99 Year 99: 0; 100 Year 100: 0; 101 Year 101: 0; 102 Year 102: 0; 103 Year 103: 0; 104 Year 104: 0
[19 empty] | Fixed carbon costs | Input | £000s | 1 Year 1: 0.0012224; 2 Year 2: 0; 3 Year 3: 0; 4 Year 4: 0; 5 Year 5: 0; 6 Year 6: 0; 7 Year 7: 0; 8 Year 8: 0; 9 Year 9: 0; 10 Year 10: 0; 11 Year 11: 0; 12 Year 12: 0; 13 Year 13: 0; 14 Year 14: 0; 15 Year 15: 0; 16 Year 16: 0; 17 Year 17: 0; 18 Year 18: 0; 19 Year 19: 0; 20 Year 20: 0; 21 Year 21: 0; 22 Year 22: 0; 23 Year 23: 0; 24 Year 24: 0; 25 Year 25: 0; 26 Year 26: 0; 27 Year 27: 0; 28 Year 28: 0; 29 Year 29: 0; 30 Year 30: 0; 81 Year 81: 0; 82 Year 82: 0; 83 Year 83: 0; 84 Year 84: 0; 85 Year 85: 0; 86 Year 86: 0; 87 Year 87: 0; 88 Year 88: 0; 89 Year 89: 0; 90 Year 90: 0; 91 Year 91: 0; 92 Year 92: 0; 93 Year 93: 0; 94 Year 94: 0; 95 Year 95: 0; 96 Year 96: 0; 97 Year 97: 0; 98 Year 98: 0; 99 Year 99: 0; 100 Year 100: 0; 101 Year 101: 0; 102 Year 102: 0; 103 Year 103: 0; 104 Year 104: 0
[19 empty] | Variable carbon costs | Input | £000s | 1 Year 1: 0; 2 Year 2: 0; 3 Year 3: 0; 4 Year 4: 0; 5 Year 5: 0; 6 Year 6: 0; 7 Year 7: 0; 8 Year 8: 0; 9 Year 9: 0; 10 Year 10: 0; 11 Year 11: 0; 12 Year 12: 0; 13 Year 13: 0; 14 Year 14: 0; 15 Year 15: 0; 16 Year 16: 0; 17 Year 17: 0; 18 Year 18: 0; 19 Year 19: 0; 20 Year 20: 0; 21 Year 21: 0; 22 Year 22: 0; 23 Year 23: 0; 24 Year 24: 0; 25 Year 25: 0; 26 Year 26: 0; 27 Year 27: 0; 28 Year 28: 0; 29 Year 29: 0; 30 Year 30: 0; 81 Year 81: 0; 82 Year 82: 0; 83 Year 83: 0; 84 Year 84: 0; 85 Year 85: 0; 86 Year 86: 0; 87 Year 87: 0; 88 Year 88: 0; 89 Year 89: 0; 90 Year 90: 0; 91 Year 91: 0; 92 Year 92: 0; 93 Year 93: 0; 94 Year 94: 0; 95 Year 95: 0; 96 Year 96: 0; 97 Year 97: 0; 98 Year 98: 0; 99 Year 99: 0; 100 Year 100: 0; 101 Year 101: 0; 102 Year 102: 0; 103 Year 103: 0; 104 Year 104: 0
[19 empty] | Customer willingness to pay | Input | £000s | 1 Year 1: 145.3114; 2 Year 2: 145.3114; 3 Year 3: 145.3114; 4 Year 4: 145.3114; 5 Year 5: 145.3114; 6 Year 6: 145.3114; 7 Year 7: 145.3114; 8 Year 8: 145.3114; 9 Year 9: 145.3114; 10 Year 10: 145.3114; 11 Year 11: 145.3114; 12 Year 12: 145.3114; 13 Year 13: 145.3114; 14 Year 14: 145.3114; 15 Year 15: 145.3114; 16 Year 16: 145.3114; 17 Year 17: 145.3114; 18 Year 18: 145.3114; 19 Year 19: 145.3114; 20 Year 20: 145.3114; 21 Year 21: 145.3114; 22 Year 22: 145.3114; 23 Year 23: 145.3114; 24 Year 24: 145.3114; 25 Year 25: 145.3114; 26 Year 26: 145.3114; 27 Year 27: 145.3114; 28 Year 28: 145.3114; 29 Year 29: 145.3114; 30 Year 30: 145.3114; 81 Year 81: 0; 82 Year 82: 0; 83 Year 83: 0; 84 Year 84: 0; 85 Year 85: 0; 86 Year 86: 0; 87 Year 87: 0; 88 Year 88: 0; 89 Year 89: 0; 90 Year 90: 0; 91 Year 91: 0; 92 Year 92: 0; 93 Year 93: 0; 94 Year 94: 0; 95 Year 95: 0; 96 Year 96: 0; 97 Year 97: 0; 98 Year 98: 0; 99 Year 99: 0; 100 Year 100: 0; 101 Year 101: 0; 102 Year 102: 0; 103 Year 103: 0; 104 Year 104: 0
[19 empty] | Total | Sum of above (excl WAFU) | £000s | 202.0063 | 146.9091 | 146.9091 | 146.9091 | 146.9091 | 146.9091 | 146.9091 | 146.9091 | 146.9091 | 146.9091 | 146.9091 | 146.9091 | 146.9091 | 146.9091 | 146.9091 | 146.9091 | 146.9091 | 146.9091 | 146.9091 | 146.9091 | 146.9091 | 146.9091 | 146.9091 | 146.9091 | 146.9091 | 146.9091 | 146.9091 | 146.9091 | 146.9091 | 146.9091 | 0 | 0 | 0 | 0 | 0 | 0 | 0 | 0 | 0 | 0 | 0 | 0 | 0 | 0 | 0 | 0 | 0 | 0 | 0 | 0 | 0 | 0 | 0 | 0 | 0 | 0 | 0 | 0 | 0 | 0 | 0 | 0 | 0 | 0 | 0 | 0 | 0 | 0 | 0 | 0 | 0 | 0 | 0 | 0 | 0 | 0 | 0 | 0 | 0 | 0 | 0 | 0 | 0 | 0 | 0 | 0 | 0 | 0 | 0 | 0 | 0 | 0 | 0 | 0 | 0 | 0 | 0 | 0 | 0 | 0 | 0 | 0 | 0 | 0
58.1x | TYLK RP04 | 8021 FE 60-70 | Mains replacement (not trunk mains) / Trunk mains renewal | N | 2020-21 | Capacity | 2.5004e-05 | 0.17373 | 85.5096 | 0 | 0 | 0.0012259 | 2766.1132 | 2851.624 | 49219.1663 | 1641388.9518 | 4 | 4 | Gains in WAFU / Savings in demand | Input | Ml/d | 1 Year 1: 2.5004e-05; 2 Year 2: 2.5004e-05; 3 Year 3: 2.5004e-05; 4 Year 4: 2.5004e-05; 5 Year 5: 2.5004e-05; 6 Year 6: 2.5004e-05; 7 Year 7: 2.5004e-05; 8 Year 8: 2.5004e-05; 9 Year 9: 2.5004e-05; 10 Year 10: 2.5004e-05; 11 Year 11: 2.5004e-05; 12 Year 12: 2.5004e-05; 13 Year 13: 2.5004e-05; 14 Year 14: 2.5004e-05; 15 Year 15: 2.5004e-05; 16 Year 16: 2.5004e-05; 17 Year 17: 2.5004e-05; 18 Year 18: 2.5004e-05; 19 Year 19: 2.5004e-05; 20 Year 20: 2.5004e-05; 21 Year 21: 2.5004e-05; 22 Year 22: 2.5004e-05; 23 Year 23: 2.5004e-05; 24 Year 24: 2.5004e-05; 25 Year 25: 2.5004e-05; 26 Year 26: 2.5004e-05; 27 Year 27: 2.5004e-05; 28 Year 28: 2.5004e-05; 29 Year 29: 2.5004e-05; 30 Year 30: 2.5004e-05; 81 Year 81: 0; 82 Year 82: 0; 83 Year 83: 0; 84 Year 84: 0; 85 Year 85: 0; 86 Year 86: 0; 87 Year 87: 0; 88 Year 88: 0; 89 Year 89: 0; 90 Year 90: 0; 91 Year 91: 0; 92 Year 92: 0; 93 Year 93: 0; 94 Year 94: 0; 95 Year 95: 0; 96 Year 96: 0; 97 Year 97: 0; 98 Year 98: 0; 99 Year 99: 0; 100 Year 100: 0; 101 Year 101: 0; 102 Year 102: 0; 103 Year 103: 0; 104 Year 104: 0
[19 empty] | Fixed capex | Input | £000s | 1 Year 1: 55.0951; 2 Year 2: 0; 3 Year 3: 0; 4 Year 4: 0; 5 Year 5: 0; 6 Year 6: 0; 7 Year 7: 0; 8 Year 8: 0; 9 Year 9: 0; 10 Year 10: 0; 11 Year 11: 0; 12 Year 12: 0; 13 Year 13: 0; 14 Year 14: 0; 15 Year 15: 0; 16 Year 16: 0; 17 Year 17: 0; 18 Year 18: 0; 19 Year 19: 0; 20 Year 20: 0; 21 Year 21: 0; 22 Year 22: 0; 23 Year 23: 0; 24 Year 24: 0; 25 Year 25: 0; 26 Year 26: 0; 27 Year 27: 0; 28 Year 28: 0; 29 Year 29: 0; 30 Year 30: 0; 81 Year 81: 0; 82 Year 82: 0; 83 Year 83: 0; 84 Year 84: 0; 85 Year 85: 0; 86 Year 86: 0; 87 Year 87: 0; 88 Year 88: 0; 89 Year 89: 0; 90 Year 90: 0; 91 Year 91: 0; 92 Year 92: 0; 93 Year 93: 0; 94 Year 94: 0; 95 Year 95: 0; 96 Year 96: 0; 97 Year 97: 0; 98 Year 98: 0; 99 Year 99: 0; 100 Year 100: 0; 101 Year 101: 0; 102 Year 102: 0; 103 Year 103: 0; 104 Year 104: 0
[19 empty] | Variable capex | Input | £000s | 1 Year 1: 0; 2 Year 2: 0; 3 Year 3: 0; 4 Year 4: 0; 5 Year 5: 0; 6 Year 6: 0; 7 Year 7: 0; 8 Year 8: 0; 9 Year 9: 0; 10 Year 10: 0; 11 Year 11: 0; 12 Year 12: 0; 13 Year 13: 0; 14 Year 14: 0; 15 Year 15: 0; 16 Year 16: 0; 17 Year 17: 0; 18 Year 18: 0; 19 Year 19: 0; 20 Year 20: 0; 21 Year 21: 0; 22 Year 22: 0; 23 Year 23: 0; 24 Year 24: 0; 25 Year 25: 0; 26 Year 26: 0; 27 Year 27: 0; 28 Year 28: 0; 29 Year 29: 0; 30 Year 30: 0; 81 Year 81: 0; 82 Year 82: 0; 83 Year 83: 0; 84 Year 84: 0; 85 Year 85: 0; 86 Year 86: 0; 87 Year 87: 0; 88 Year 88: 0; 89 Year 89: 0; 90 Year 90: 0; 91 Year 91: 0; 92 Year 92: 0; 93 Year 93: 0; 94 Year 94: 0; 95 Year 95: 0; 96 Year 96: 0; 97 Year 97: 0; 98 Year 98: 0; 99 Year 99: 0; 100 Year 100: 0; 101 Year 101: 0; 102 Year 102: 0; 103 Year 103: 0; 104 Year 104: 0
[19 empty] | Financing costs | Input | £000s | 1 Year 1: 1.5978; 2 Year 2: 1.5978; 3 Year 3: 1.5978; 4 Year 4: 1.5978; 5 Year 5: 1.5978; 6 Year 6: 1.5978; 7 Year 7: 1.5978; 8 Year 8: 1.5978; 9 Year 9: 1.5978; 10 Year 10: 1.5978; 11 Year 11: 1.5978; 12 Year 12: 1.5978; 13 Year 13: 1.5978; 14 Year 14: 1.5978; 15 Year 15: 1.5978; 16 Year 16: 1.5978; 17 Year 17: 1.5978; 18 Year 18: 1.5978; 19 Year 19: 1.5978; 20 Year 20: 1.5978; 21 Year 21: 1.5978; 22 Year 22: 1.5978; 23 Year 23: 1.5978; 24 Year 24: 1.5978; 25 Year 25: 1.5978; 26 Year 26: 1.5978; 27 Year 27: 1.5978; 28 Year 28: 1.5978; 29 Year 29: 1.5978; 30 Year 30: 1.5978
[19 empty] | Fixed opex | Input | £000s | 1 Year 1: 0; 2 Year 2: 0; 3 Year 3: 0; 4 Year 4: 0; 5 Year 5: 0; 6 Year 6: 0; 7 Year 7: 0; 8 Year 8: 0; 9 Year 9: 0; 10 Year 10: 0; 11 Year 11: 0; 12 Year 12: 0; 13 Year 13: 0; 14 Year 14: 0; 15 Year 15: 0; 16 Year 16: 0; 17 Year 17: 0; 18 Year 18: 0; 19 Year 19: 0; 20 Year 20: 0; 21 Year 21: 0; 22 Year 22: 0; 23 Year 23: 0; 24 Year 24: 0; 25 Year 25: 0; 26 Year 26: 0; 27 Year 27: 0; 28 Year 28: 0; 29 Year 29: 0; 30 Year 30: 0; 81 Year 81: 0; 82 Year 82: 0; 83 Year 83: 0; 84 Year 84: 0; 85 Year 85: 0; 86 Year 86: 0; 87 Year 87: 0; 88 Year 88: 0; 89 Year 89: 0; 90 Year 90: 0; 91 Year 91: 0; 92 Year 92: 0; 93 Year 93: 0; 94 Year 94: 0; 95 Year 95: 0; 96 Year 96: 0; 97 Year 97: 0; 98 Year 98: 0; 99 Year 99: 0; 100 Year 100: 0; 101 Year 101: 0; 102 Year 102: 0; 103 Year 103: 0; 104 Year 104: 0
[19 empty] | Variable opex | Input | £000s | 1 Year 1: 0; 2 Year 2: 0; 3 Year 3: 0; 4 Year 4: 0; 5 Year 5: 0; 6 Year 6: 0; 7 Year 7: 0; 8 Year 8: 0; 9 Year 9: 0; 10 Year 10: 0; 11 Year 11: 0; 12 Year 12: 0; 13 Year 13: 0; 14 Year 14: 0; 15 Year 15: 0; 16 Year 16: 0; 17 Year 17: 0; 18 Year 18: 0; 19 Year 19: 0; 20 Year 20: 0; 21 Year 21: 0; 22 Year 22: 0; 23 Year 23: 0; 24 Year 24: 0; 25 Year 25: 0; 26 Year 26: 0; 27 Year 27: 0; 28 Year 28: 0; 29 Year 29: 0; 30 Year 30: 0; 81 Year 81: 0; 82 Year 82: 0; 83 Year 83: 0; 84 Year 84: 0; 85 Year 85: 0; 86 Year 86: 0; 87 Year 87: 0; 88 Year 88: 0; 89 Year 89: 0; 90 Year 90: 0; 91 Year 91: 0; 92 Year 92: 0; 93 Year 93: 0; 94 Year 94: 0; 95 Year 95: 0; 96 Year 96: 0; 97 Year 97: 0; 98 Year 98: 0; 99 Year 99: 0; 100 Year 100: 0; 101 Year 101: 0; 102 Year 102: 0; 103 Year 103: 0; 104 Year 104: 0
[19 empty] | Opex savings | Input | £000s | 1 Year 1: 0; 2 Year 2: 0; 3 Year 3: 0; 4 Year 4: 0; 5 Year 5: 0; 6 Year 6: 0; 7 Year 7: 0; 8 Year 8: 0; 9 Year 9: 0; 10 Year 10: 0; 11 Year 11: 0; 12 Year 12: 0; 13 Year 13: 0; 14 Year 14: 0; 15 Year 15: 0; 16 Year 16: 0; 17 Year 17: 0; 18 Year 18: 0; 19 Year 19: 0; 20 Year 20: 0; 21 Year 21: 0; 22 Year 22: 0; 23 Year 23: 0; 24 Year 24: 0; 25 Year 25: 0; 26 Year 26: 0; 27 Year 27: 0; 28 Year 28: 0; 29 Year 29: 0; 30 Year 30: 0; 81 Year 81: 0; 82 Year 82: 0; 83 Year 83: 0; 84 Year 84: 0; 85 Year 85: 0; 86 Year 86: 0; 87 Year 87: 0; 88 Year 88: 0; 89 Year 89: 0; 90 Year 90: 0; 91 Year 91: 0; 92 Year 92: 0; 93 Year 93: 0; 94 Year 94: 0; 95 Year 95: 0; 96 Year 96: 0; 97 Year 97: 0; 98 Year 98: 0; 99 Year 99: 0; 100 Year 100: 0; 101 Year 101: 0; 102 Year 102: 0; 103 Year 103: 0; 104 Year 104: 0
[19 empty] | Fixed env & social | Input | £000s | 1 Year 1: 0; 2 Year 2: 0; 3 Year 3: 0; 4 Year 4: 0; 5 Year 5: 0; 6 Year 6: 0; 7 Year 7: 0; 8 Year 8: 0; 9 Year 9: 0; 10 Year 10: 0; 11 Year 11: 0; 12 Year 12: 0; 13 Year 13: 0; 14 Year 14: 0; 15 Year 15: 0; 16 Year 16: 0; 17 Year 17: 0; 18 Year 18: 0; 19 Year 19: 0; 20 Year 20: 0; 21 Year 21: 0; 22 Year 22: 0; 23 Year 23: 0; 24 Year 24: 0; 25 Year 25: 0; 26 Year 26: 0; 27 Year 27: 0; 28 Year 28: 0; 29 Year 29: 0; 30 Year 30: 0; 81 Year 81: 0; 82 Year 82: 0; 83 Year 83: 0; 84 Year 84: 0; 85 Year 85: 0; 86 Year 86: 0; 87 Year 87: 0; 88 Year 88: 0; 89 Year 89: 0; 90 Year 90: 0; 91 Year 91: 0; 92 Year 92: 0; 93 Year 93: 0; 94 Year 94: 0; 95 Year 95: 0; 96 Year 96: 0; 97 Year 97: 0; 98 Year 98: 0; 99 Year 99: 0; 100 Year 100: 0; 101 Year 101: 0; 102 Year 102: 0; 103 Year 103: 0; 104 Year 104: 0
[19 empty] | Variable env & social | Input | £000s | 1 Year 1: 0; 2 Year 2: 0; 3 Year 3: 0; 4 Year 4: 0; 5 Year 5: 0; 6 Year 6: 0; 7 Year 7: 0; 8 Year 8: 0; 9 Year 9: 0; 10 Year 10: 0; 11 Year 11: 0; 12 Year 12: 0; 13 Year 13: 0; 14 Year 14: 0; 15 Year 15: 0; 16 Year 16: 0; 17 Year 17: 0; 18 Year 18: 0; 19 Year 19: 0; 20 Year 20: 0; 21 Year 21: 0; 22 Year 22: 0; 23 Year 23: 0; 24 Year 24: 0; 25 Year 25: 0; 26 Year 26: 0; 27 Year 27: 0; 28 Year 28: 0; 29 Year 29: 0; 30 Year 30: 0; 81 Year 81: 0; 82 Year 82: 0; 83 Year 83: 0; 84 Year 84: 0; 85 Year 85: 0; 86 Year 86: 0; 87 Year 87: 0; 88 Year 88: 0; 89 Year 89: 0; 90 Year 90: 0; 91 Year 91: 0; 92 Year 92: 0; 93 Year 93: 0; 94 Year 94: 0; 95 Year 95: 0; 96 Year 96: 0; 97 Year 97: 0; 98 Year 98: 0; 99 Year 99: 0; 100 Year 100: 0; 101 Year 101: 0; 102 Year 102: 0; 103 Year 103: 0; 104 Year 104: 0
[19 empty] | Fixed carbon costs | Input | £000s | 1 Year 1: 0.0012259; 2 Year 2: 0; 3 Year 3: 0; 4 Year 4: 0; 5 Year 5: 0; 6 Year 6: 0; 7 Year 7: 0; 8 Year 8: 0; 9 Year 9: 0; 10 Year 10: 0; 11 Year 11: 0; 12 Year 12: 0; 13 Year 13: 0; 14 Year 14: 0; 15 Year 15: 0; 16 Year 16: 0; 17 Year 17: 0; 18 Year 18: 0; 19 Year 19: 0; 20 Year 20: 0; 21 Year 21: 0; 22 Year 22: 0; 23 Year 23: 0; 24 Year 24: 0; 25 Year 25: 0; 26 Year 26: 0; 27 Year 27: 0; 28 Year 28: 0; 29 Year 29: 0; 30 Year 30: 0; 81 Year 81: 0; 82 Year 82: 0; 83 Year 83: 0; 84 Year 84: 0; 85 Year 85: 0; 86 Year 86: 0; 87 Year 87: 0; 88 Year 88: 0; 89 Year 89: 0; 90 Year 90: 0; 91 Year 91: 0; 92 Year 92: 0; 93 Year 93: 0; 94 Year 94: 0; 95 Year 95: 0; 96 Year 96: 0; 97 Year 97: 0; 98 Year 98: 0; 99 Year 99: 0; 100 Year 100: 0; 101 Year 101: 0; 102 Year 102: 0; 103 Year 103: 0; 104 Year 104: 0
[19 empty] | Variable carbon costs | Input | £000s | 1 Year 1: 0; 2 Year 2: 0; 3 Year 3: 0; 4 Year 4: 0; 5 Year 5: 0; 6 Year 6: 0; 7 Year 7: 0; 8 Year 8: 0; 9 Year 9: 0; 10 Year 10: 0; 11 Year 11: 0; 12 Year 12: 0; 13 Year 13: 0; 14 Year 14: 0; 15 Year 15: 0; 16 Year 16: 0; 17 Year 17: 0; 18 Year 18: 0; 19 Year 19: 0; 20 Year 20: 0; 21 Year 21: 0; 22 Year 22: 0; 23 Year 23: 0; 24 Year 24: 0; 25 Year 25: 0; 26 Year 26: 0; 27 Year 27: 0; 28 Year 28: 0; 29 Year 29: 0; 30 Year 30: 0; 81 Year 81: 0; 82 Year 82: 0; 83 Year 83: 0; 84 Year 84: 0; 85 Year 85: 0; 86 Year 86: 0; 87 Year 87: 0; 88 Year 88: 0; 89 Year 89: 0; 90 Year 90: 0; 91 Year 91: 0; 92 Year 92: 0; 93 Year 93: 0; 94 Year 94: 0; 95 Year 95: 0; 96 Year 96: 0; 97 Year 97: 0; 98 Year 98: 0; 99 Year 99: 0; 100 Year 100: 0; 101 Year 101: 0; 102 Year 102: 0; 103 Year 103: 0; 104 Year 104: 0
[19 empty] | Customer willingness to pay | Input | £000s | 1 Year 1: 145.3114; 2 Year 2: 145.3114; 3 Year 3: 145.3114; 4 Year 4: 145.3114; 5 Year 5: 145.3114; 6 Year 6: 145.3114; 7 Year 7: 145.3114; 8 Year 8: 145.3114; 9 Year 9: 145.3114; 10 Year 10: 145.3114; 11 Year 11: 145.3114; 12 Year 12: 145.3114; 13 Year 13: 145.3114; 14 Year 14: 145.3114; 15 Year 15: 145.3114; 16 Year 16: 145.3114; 17 Year 17: 145.3114; 18 Year 18: 145.3114; 19 Year 19: 145.3114; 20 Year 20: 145.3114; 21 Year 21: 145.3114; 22 Year 22: 145.3114; 23 Year 23: 145.3114; 24 Year 24: 145.3114; 25 Year 25: 145.3114; 26 Year 26: 145.3114; 27 Year 27: 145.3114; 28 Year 28: 145.3114; 29 Year 29: 145.3114; 30 Year 30: 145.3114; 81 Year 81: 0; 82 Year 82: 0; 83 Year 83: 0; 84 Year 84: 0; 85 Year 85: 0; 86 Year 86: 0; 87 Year 87: 0; 88 Year 88: 0; 89 Year 89: 0; 90 Year 90: 0; 91 Year 91: 0; 92 Year 92: 0; 93 Year 93: 0; 94 Year 94: 0; 95 Year 95: 0; 96 Year 96: 0; 97 Year 97: 0; 98 Year 98: 0; 99 Year 99: 0; 100 Year 100: 0; 101 Year 101: 0; 102 Year 102: 0; 103 Year 103: 0; 104 Year 104: 0
[19 empty] | Total | Sum of above (excl WAFU) | £000s | 202.0054 | 146.9091 | 146.9091 | 146.9091 | 146.9091 | 146.9091 | 146.9091 | 146.9091 | 146.9091 | 146.9091 | 146.9091 | 146.9091 | 146.9091 | 146.9091 | 146.9091 | 146.9091 | 146.9091 | 146.9091 | 146.9091 | 146.9091 | 146.9091 | 146.9091 | 146.9091 | 146.9091 | 146.9091 | 146.9091 | 146.9091 | 146.9091 | 146.9091 | 146.9091 | 0 | 0 | 0 | 0 | 0 | 0 | 0 | 0 | 0 | 0 | 0 | 0 | 0 | 0 | 0 | 0 | 0 | 0 | 0 | 0 | 0 | 0 | 0 | 0 | 0 | 0 | 0 | 0 | 0 | 0 | 0 | 0 | 0 | 0 | 0 | 0 | 0 | 0 | 0 | 0 | 0 | 0 | 0 | 0 | 0 | 0 | 0 | 0 | 0 | 0 | 0 | 0 | 0 | 0 | 0 | 0 | 0 | 0 | 0 | 0 | 0 | 0 | 0 | 0 | 0 | 0 | 0 | 0 | 0 | 0 | 0 | 0 | 0 | 0
58.1x | TYLK RP03 | 8021 AC 50-60 | Mains replacement (not trunk mains) / Trunk mains renewal | N | 2020-21 | Capacity | 4.9337e-05 | 0.34279 | 85.5124 | 0 | 0 | 0.0024189 | 2766.1132 | 2851.628 | 24945.7302 | 831878.9555 | 4 | 4 | Gains in WAFU / Savings in demand | Input | Ml/d | 1 Year 1: 4.9337e-05; 2 Year 2: 4.9337e-05; 3 Year 3: 4.9337e-05; 4 Year 4: 4.9337e-05; 5 Year 5: 4.9337e-05; 6 Year 6: 4.9337e-05; 7 Year 7: 4.9337e-05; 8 Year 8: 4.9337e-05; 9 Year 9: 4.9337e-05; 10 Year 10: 4.9337e-05; 11 Year 11: 4.9337e-05; 12 Year 12: 4.9337e-05; 13 Year 13: 4.9337e-05; 14 Year 14: 4.9337e-05; 15 Year 15: 4.9337e-05; 16 Year 16: 4.9337e-05; 17 Year 17: 4.9337e-05; 18 Year 18: 4.9337e-05; 19 Year 19: 4.9337e-05; 20 Year 20: 4.9337e-05; 21 Year 21: 4.9337e-05; 22 Year 22: 4.9337e-05; 23 Year 23: 4.9337e-05; 24 Year 24: 4.9337e-05; 25 Year 25: 4.9337e-05; 26 Year 26: 4.9337e-05; 27 Year 27: 4.9337e-05; 28 Year 28: 4.9337e-05; 29 Year 29: 4.9337e-05; 30 Year 30: 4.9337e-05; 81 Year 81: 0; 82 Year 82: 0; 83 Year 83: 0; 84 Year 84: 0; 85 Year 85: 0; 86 Year 86: 0; 87 Year 87: 0; 88 Year 88: 0; 89 Year 89: 0; 90 Year 90: 0; 91 Year 91: 0; 92 Year 92: 0; 93 Year 93: 0; 94 Year 94: 0; 95 Year 95: 0; 96 Year 96: 0; 97 Year 97: 0; 98 Year 98: 0; 99 Year 99: 0; 100 Year 100: 0; 101 Year 101: 0; 102 Year 102: 0; 103 Year 103: 0; 104 Year 104: 0
[19 empty] | Fixed capex | Input | £000s | 1 Year 1: 55.0969; 2 Year 2: 0; 3 Year 3: 0; 4 Year 4: 0; 5 Year 5: 0; 6 Year 6: 0; 7 Year 7: 0; 8 Year 8: 0; 9 Year 9: 0; 10 Year 10: 0; 11 Year 11: 0; 12 Year 12: 0; 13 Year 13: 0; 14 Year 14: 0; 15 Year 15: 0; 16 Year 16: 0; 17 Year 17: 0; 18 Year 18: 0; 19 Year 19: 0; 20 Year 20: 0; 21 Year 21: 0; 22 Year 22: 0; 23 Year 23: 0; 24 Year 24: 0; 25 Year 25: 0; 26 Year 26: 0; 27 Year 27: 0; 28 Year 28: 0; 29 Year 29: 0; 30 Year 30: 0; 81 Year 81: 0; 82 Year 82: 0; 83 Year 83: 0; 84 Year 84: 0; 85 Year 85: 0; 86 Year 86: 0; 87 Year 87: 0; 88 Year 88: 0; 89 Year 89: 0; 90 Year 90: 0; 91 Year 91: 0; 92 Year 92: 0; 93 Year 93: 0; 94 Year 94: 0; 95 Year 95: 0; 96 Year 96: 0; 97 Year 97: 0; 98 Year 98: 0; 99 Year 99: 0; 100 Year 100: 0; 101 Year 101: 0; 102 Year 102: 0; 103 Year 103: 0; 104 Year 104: 0
[19 empty] | Variable capex | Input | £000s | 1 Year 1: 0; 2 Year 2: 0; 3 Year 3: 0; 4 Year 4: 0; 5 Year 5: 0; 6 Year 6: 0; 7 Year 7: 0; 8 Year 8: 0; 9 Year 9: 0; 10 Year 10: 0; 11 Year 11: 0; 12 Year 12: 0; 13 Year 13: 0; 14 Year 14: 0; 15 Year 15: 0; 16 Year 16: 0; 17 Year 17: 0; 18 Year 18: 0; 19 Year 19: 0; 20 Year 20: 0; 21 Year 21: 0; 22 Year 22: 0; 23 Year 23: 0; 24 Year 24: 0; 25 Year 25: 0; 26 Year 26: 0; 27 Year 27: 0; 28 Year 28: 0; 29 Year 29: 0; 30 Year 30: 0; 81 Year 81: 0; 82 Year 82: 0; 83 Year 83: 0; 84 Year 84: 0; 85 Year 85: 0; 86 Year 86: 0; 87 Year 87: 0; 88 Year 88: 0; 89 Year 89: 0; 90 Year 90: 0; 91 Year 91: 0; 92 Year 92: 0; 93 Year 93: 0; 94 Year 94: 0; 95 Year 95: 0; 96 Year 96: 0; 97 Year 97: 0; 98 Year 98: 0; 99 Year 99: 0; 100 Year 100: 0; 101 Year 101: 0; 102 Year 102: 0; 103 Year 103: 0; 104 Year 104: 0
[19 empty] | Financing costs | Input | £000s | 1 Year 1: 1.5978; 2 Year 2: 1.5978; 3 Year 3: 1.5978; 4 Year 4: 1.5978; 5 Year 5: 1.5978; 6 Year 6: 1.5978; 7 Year 7: 1.5978; 8 Year 8: 1.5978; 9 Year 9: 1.5978; 10 Year 10: 1.5978; 11 Year 11: 1.5978; 12 Year 12: 1.5978; 13 Year 13: 1.5978; 14 Year 14: 1.5978; 15 Year 15: 1.5978; 16 Year 16: 1.5978; 17 Year 17: 1.5978; 18 Year 18: 1.5978; 19 Year 19: 1.5978; 20 Year 20: 1.5978; 21 Year 21: 1.5978; 22 Year 22: 1.5978; 23 Year 23: 1.5978; 24 Year 24: 1.5978; 25 Year 25: 1.5978; 26 Year 26: 1.5978; 27 Year 27: 1.5978; 28 Year 28: 1.5978; 29 Year 29: 1.5978; 30 Year 30: 1.5978
[19 empty] | Fixed opex | Input | £000s | 1 Year 1: 0; 2 Year 2: 0; 3 Year 3: 0; 4 Year 4: 0; 5 Year 5: 0; 6 Year 6: 0; 7 Year 7: 0; 8 Year 8: 0; 9 Year 9: 0; 10 Year 10: 0; 11 Year 11: 0; 12 Year 12: 0; 13 Year 13: 0; 14 Year 14: 0; 15 Year 15: 0; 16 Year 16: 0; 17 Year 17: 0; 18 Year 18: 0; 19 Year 19: 0; 20 Year 20: 0; 21 Year 21: 0; 22 Year 22: 0; 23 Year 23: 0; 24 Year 24: 0; 25 Year 25: 0; 26 Year 26: 0; 27 Year 27: 0; 28 Year 28: 0; 29 Year 29: 0; 30 Year 30: 0; 81 Year 81: 0; 82 Year 82: 0; 83 Year 83: 0; 84 Year 84: 0; 85 Year 85: 0; 86 Year 86: 0; 87 Year 87: 0; 88 Year 88: 0; 89 Year 89: 0; 90 Year 90: 0; 91 Year 91: 0; 92 Year 92: 0; 93 Year 93: 0; 94 Year 94: 0; 95 Year 95: 0; 96 Year 96: 0; 97 Year 97: 0; 98 Year 98: 0; 99 Year 99: 0; 100 Year 100: 0; 101 Year 101: 0; 102 Year 102: 0; 103 Year 103: 0; 104 Year 104: 0
[19 empty] | Variable opex | Input | £000s | 1 Year 1: 0; 2 Year 2: 0; 3 Year 3: 0; 4 Year 4: 0; 5 Year 5: 0; 6 Year 6: 0; 7 Year 7: 0; 8 Year 8: 0; 9 Year 9: 0; 10 Year 10: 0; 11 Year 11: 0; 12 Year 12: 0; 13 Year 13: 0; 14 Year 14: 0; 15 Year 15: 0; 16 Year 16: 0; 17 Year 17: 0; 18 Year 18: 0; 19 Year 19: 0; 20 Year 20: 0; 21 Year 21: 0; 22 Year 22: 0; 23 Year 23: 0; 24 Year 24: 0; 25 Year 25: 0; 26 Year 26: 0; 27 Year 27: 0; 28 Year 28: 0; 29 Year 29: 0; 30 Year 30: 0; 81 Year 81: 0; 82 Year 82: 0; 83 Year 83: 0; 84 Year 84: 0; 85 Year 85: 0; 86 Year 86: 0; 87 Year 87: 0; 88 Year 88: 0; 89 Year 89: 0; 90 Year 90: 0; 91 Year 91: 0; 92 Year 92: 0; 93 Year 93: 0; 94 Year 94: 0; 95 Year 95: 0; 96 Year 96: 0; 97 Year 97: 0; 98 Year 98: 0; 99 Year 99: 0; 100 Year 100: 0; 101 Year 101: 0; 102 Year 102: 0; 103 Year 103: 0; 104 Year 104: 0
[19 empty] | Opex savings | Input | £000s | 1 Year 1: 0; 2 Year 2: 0; 3 Year 3: 0; 4 Year 4: 0; 5 Year 5: 0; 6 Year 6: 0; 7 Year 7: 0; 8 Year 8: 0; 9 Year 9: 0; 10 Year 10: 0; 11 Year 11: 0; 12 Year 12: 0; 13 Year 13: 0; 14 Year 14: 0; 15 Year 15: 0; 16 Year 16: 0; 17 Year 17: 0; 18 Year 18: 0; 19 Year 19: 0; 20 Year 20: 0; 21 Year 21: 0; 22 Year 22: 0; 23 Year 23: 0; 24 Year 24: 0; 25 Year 25: 0; 26 Year 26: 0; 27 Year 27: 0; 28 Year 28: 0; 29 Year 29: 0; 30 Year 30: 0; 81 Year 81: 0; 82 Year 82: 0; 83 Year 83: 0; 84 Year 84: 0; 85 Year 85: 0; 86 Year 86: 0; 87 Year 87: 0; 88 Year 88: 0; 89 Year 89: 0; 90 Year 90: 0; 91 Year 91: 0; 92 Year 92: 0; 93 Year 93: 0; 94 Year 94: 0; 95 Year 95: 0; 96 Year 96: 0; 97 Year 97: 0; 98 Year 98: 0; 99 Year 99: 0; 100 Year 100: 0; 101 Year 101: 0; 102 Year 102: 0; 103 Year 103: 0; 104 Year 104: 0
[19 empty] | Fixed env & social | Input | £000s | 1 Year 1: 0; 2 Year 2: 0; 3 Year 3: 0; 4 Year 4: 0; 5 Year 5: 0; 6 Year 6: 0; 7 Year 7: 0; 8 Year 8: 0; 9 Year 9: 0; 10 Year 10: 0; 11 Year 11: 0; 12 Year 12: 0; 13 Year 13: 0; 14 Year 14: 0; 15 Year 15: 0; 16 Year 16: 0; 17 Year 17: 0; 18 Year 18: 0; 19 Year 19: 0; 20 Year 20: 0; 21 Year 21: 0; 22 Year 22: 0; 23 Year 23: 0; 24 Year 24: 0; 25 Year 25: 0; 26 Year 26: 0; 27 Year 27: 0; 28 Year 28: 0; 29 Year 29: 0; 30 Year 30: 0; 81 Year 81: 0; 82 Year 82: 0; 83 Year 83: 0; 84 Year 84: 0; 85 Year 85: 0; 86 Year 86: 0; 87 Year 87: 0; 88 Year 88: 0; 89 Year 89: 0; 90 Year 90: 0; 91 Year 91: 0; 92 Year 92: 0; 93 Year 93: 0; 94 Year 94: 0; 95 Year 95: 0; 96 Year 96: 0; 97 Year 97: 0; 98 Year 98: 0; 99 Year 99: 0; 100 Year 100: 0; 101 Year 101: 0; 102 Year 102: 0; 103 Year 103: 0; 104 Year 104: 0
[19 empty] | Variable env & social | Input | £000s | 1 Year 1: 0; 2 Year 2: 0; 3 Year 3: 0; 4 Year 4: 0; 5 Year 5: 0; 6 Year 6: 0; 7 Year 7: 0; 8 Year 8: 0; 9 Year 9: 0; 10 Year 10: 0; 11 Year 11: 0; 12 Year 12: 0; 13 Year 13: 0; 14 Year 14: 0; 15 Year 15: 0; 16 Year 16: 0; 17 Year 17: 0; 18 Year 18: 0; 19 Year 19: 0; 20 Year 20: 0; 21 Year 21: 0; 22 Year 22: 0; 23 Year 23: 0; 24 Year 24: 0; 25 Year 25: 0; 26 Year 26: 0; 27 Year 27: 0; 28 Year 28: 0; 29 Year 29: 0; 30 Year 30: 0; 81 Year 81: 0; 82 Year 82: 0; 83 Year 83: 0; 84 Year 84: 0; 85 Year 85: 0; 86 Year 86: 0; 87 Year 87: 0; 88 Year 88: 0; 89 Year 89: 0; 90 Year 90: 0; 91 Year 91: 0; 92 Year 92: 0; 93 Year 93: 0; 94 Year 94: 0; 95 Year 95: 0; 96 Year 96: 0; 97 Year 97: 0; 98 Year 98: 0; 99 Year 99: 0; 100 Year 100: 0; 101 Year 101: 0; 102 Year 102: 0; 103 Year 103: 0; 104 Year 104: 0
[19 empty] | Fixed carbon costs | Input | £000s | 1 Year 1: 0.0024189; 2 Year 2: 0; 3 Year 3: 0; 4 Year 4: 0; 5 Year 5: 0; 6 Year 6: 0; 7 Year 7: 0; 8 Year 8: 0; 9 Year 9: 0; 10 Year 10: 0; 11 Year 11: 0; 12 Year 12: 0; 13 Year 13: 0; 14 Year 14: 0; 15 Year 15: 0; 16 Year 16: 0; 17 Year 17: 0; 18 Year 18: 0; 19 Year 19: 0; 20 Year 20: 0; 21 Year 21: 0; 22 Year 22: 0; 23 Year 23: 0; 24 Year 24: 0; 25 Year 25: 0; 26 Year 26: 0; 27 Year 27: 0; 28 Year 28: 0; 29 Year 29: 0; 30 Year 30: 0; 81 Year 81: 0; 82 Year 82: 0; 83 Year 83: 0; 84 Year 84: 0; 85 Year 85: 0; 86 Year 86: 0; 87 Year 87: 0; 88 Year 88: 0; 89 Year 89: 0; 90 Year 90: 0; 91 Year 91: 0; 92 Year 92: 0; 93 Year 93: 0; 94 Year 94: 0; 95 Year 95: 0; 96 Year 96: 0; 97 Year 97: 0; 98 Year 98: 0; 99 Year 99: 0; 100 Year 100: 0; 101 Year 101: 0; 102 Year 102: 0; 103 Year 103: 0; 104 Year 104: 0
[19 empty] | Variable carbon costs | Input | £000s | 1 Year 1: 0; 2 Year 2: 0; 3 Year 3: 0; 4 Year 4: 0; 5 Year 5: 0; 6 Year 6: 0; 7 Year 7: 0; 8 Year 8: 0; 9 Year 9: 0; 10 Year 10: 0; 11 Year 11: 0; 12 Year 12: 0; 13 Year 13: 0; 14 Year 14: 0; 15 Year 15: 0; 16 Year 16: 0; 17 Year 17: 0; 18 Year 18: 0; 19 Year 19: 0; 20 Year 20: 0; 21 Year 21: 0; 22 Year 22: 0; 23 Year 23: 0; 24 Year 24: 0; 25 Year 25: 0; 26 Year 26: 0; 27 Year 27: 0; 28 Year 28: 0; 29 Year 29: 0; 30 Year 30: 0; 81 Year 81: 0; 82 Year 82: 0; 83 Year 83: 0; 84 Year 84: 0; 85 Year 85: 0; 86 Year 86: 0; 87 Year 87: 0; 88 Year 88: 0; 89 Year 89: 0; 90 Year 90: 0; 91 Year 91: 0; 92 Year 92: 0; 93 Year 93: 0; 94 Year 94: 0; 95 Year 95: 0; 96 Year 96: 0; 97 Year 97: 0; 98 Year 98: 0; 99 Year 99: 0; 100 Year 100: 0; 101 Year 101: 0; 102 Year 102: 0; 103 Year 103: 0; 104 Year 104: 0
[19 empty] | Customer willingness to pay | Input | £000s | 1 Year 1: 145.3114; 2 Year 2: 145.3114; 3 Year 3: 145.3114; 4 Year 4: 145.3114; 5 Year 5: 145.3114; 6 Year 6: 145.3114; 7 Year 7: 145.3114; 8 Year 8: 145.3114; 9 Year 9: 145.3114; 10 Year 10: 145.3114; 11 Year 11: 145.3114; 12 Year 12: 145.3114; 13 Year 13: 145.3114; 14 Year 14: 145.3114; 15 Year 15: 145.3114; 16 Year 16: 145.3114; 17 Year 17: 145.3114; 18 Year 18: 145.3114; 19 Year 19: 145.3114; 20 Year 20: 145.3114; 21 Year 21: 145.3114; 22 Year 22: 145.3114; 23 Year 23: 145.3114; 24 Year 24: 145.3114; 25 Year 25: 145.3114; 26 Year 26: 145.3114; 27 Year 27: 145.3114; 28 Year 28: 145.3114; 29 Year 29: 145.3114; 30 Year 30: 145.3114; 81 Year 81: 0; 82 Year 82: 0; 83 Year 83: 0; 84 Year 84: 0; 85 Year 85: 0; 86 Year 86: 0; 87 Year 87: 0; 88 Year 88: 0; 89 Year 89: 0; 90 Year 90: 0; 91 Year 91: 0; 92 Year 92: 0; 93 Year 93: 0; 94 Year 94: 0; 95 Year 95: 0; 96 Year 96: 0; 97 Year 97: 0; 98 Year 98: 0; 99 Year 99: 0; 100 Year 100: 0; 101 Year 101: 0; 102 Year 102: 0; 103 Year 103: 0; 104 Year 104: 0
[19 empty] | Total | Sum of above (excl WAFU) | £000s | 202.0084 | 146.9092 | 146.9092 | 146.9092 | 146.9092 | 146.9092 | 146.9092 | 146.9092 | 146.9092 | 146.9092 | 146.9092 | 146.9092 | 146.9092 | 146.9092 | 146.9092 | 146.9092 | 146.9092 | 146.9092 | 146.9092 | 146.9092 | 146.9092 | 146.9092 | 146.9092 | 146.9092 | 146.9092 | 146.9092 | 146.9092 | 146.9092 | 146.9092 | 146.9092 | 0 | 0 | 0 | 0 | 0 | 0 | 0 | 0 | 0 | 0 | 0 | 0 | 0 | 0 | 0 | 0 | 0 | 0 | 0 | 0 | 0 | 0 | 0 | 0 | 0 | 0 | 0 | 0 | 0 | 0 | 0 | 0 | 0 | 0 | 0 | 0 | 0 | 0 | 0 | 0 | 0 | 0 | 0 | 0 | 0 | 0 | 0 | 0 | 0 | 0 | 0 | 0 | 0 | 0 | 0 | 0 | 0 | 0 | 0 | 0 | 0 | 0 | 0 | 0 | 0 | 0 | 0 | 0 | 0 | 0 | 0 | 0 | 0 | 0
58.1x | TYLK RP02 | 8021 DI 20-30 | Mains replacement (not trunk mains) / Trunk mains renewal | N | 2020-21 | Capacity | 5.3893e-05 | 0.37445 | 85.5366 | 0 | 0 | 0.0026423 | 2766.1132 | 2851.6524 | 22843.2734 | 761557.8013 | 4 | 4 | Gains in WAFU / Savings in demand | Input | Ml/d | 1 Year 1: 5.3893e-05; 2 Year 2: 5.3893e-05; 3 Year 3: 5.3893e-05; 4 Year 4: 5.3893e-05; 5 Year 5: 5.3893e-05; 6 Year 6: 5.3893e-05; 7 Year 7: 5.3893e-05; 8 Year 8: 5.3893e-05; 9 Year 9: 5.3893e-05; 10 Year 10: 5.3893e-05; 11 Year 11: 5.3893e-05; 12 Year 12: 5.3893e-05; 13 Year 13: 5.3893e-05; 14 Year 14: 5.3893e-05; 15 Year 15: 5.3893e-05; 16 Year 16: 5.3893e-05; 17 Year 17: 5.3893e-05; 18 Year 18: 5.3893e-05; 19 Year 19: 5.3893e-05; 20 Year 20: 5.3893e-05; 21 Year 21: 5.3893e-05; 22 Year 22: 5.3893e-05; 23 Year 23: 5.3893e-05; 24 Year 24: 5.3893e-05; 25 Year 25: 5.3893e-05; 26 Year 26: 5.3893e-05; 27 Year 27: 5.3893e-05; 28 Year 28: 5.3893e-05; 29 Year 29: 5.3893e-05; 30 Year 30: 5.3893e-05; 81 Year 81: 0; 82 Year 82: 0; 83 Year 83: 0; 84 Year 84: 0; 85 Year 85: 0; 86 Year 86: 0; 87 Year 87: 0; 88 Year 88: 0; 89 Year 89: 0; 90 Year 90: 0; 91 Year 91: 0; 92 Year 92: 0; 93 Year 93: 0; 94 Year 94: 0; 95 Year 95: 0; 96 Year 96: 0; 97 Year 97: 0; 98 Year 98: 0; 99 Year 99: 0; 100 Year 100: 0; 101 Year 101: 0; 102 Year 102: 0; 103 Year 103: 0; 104 Year 104: 0
[19 empty] | Fixed capex | Input | £000s | 1 Year 1: 55.1125; 2 Year 2: 0; 3 Year 3: 0; 4 Year 4: 0; 5 Year 5: 0; 6 Year 6: 0; 7 Year 7: 0; 8 Year 8: 0; 9 Year 9: 0; 10 Year 10: 0; 11 Year 11: 0; 12 Year 12: 0; 13 Year 13: 0; 14 Year 14: 0; 15 Year 15: 0; 16 Year 16: 0; 17 Year 17: 0; 18 Year 18: 0; 19 Year 19: 0; 20 Year 20: 0; 21 Year 21: 0; 22 Year 22: 0; 23 Year 23: 0; 24 Year 24: 0; 25 Year 25: 0; 26 Year 26: 0; 27 Year 27: 0; 28 Year 28: 0; 29 Year 29: 0; 30 Year 30: 0; 81 Year 81: 0; 82 Year 82: 0; 83 Year 83: 0; 84 Year 84: 0; 85 Year 85: 0; 86 Year 86: 0; 87 Year 87: 0; 88 Year 88: 0; 89 Year 89: 0; 90 Year 90: 0; 91 Year 91: 0; 92 Year 92: 0; 93 Year 93: 0; 94 Year 94: 0; 95 Year 95: 0; 96 Year 96: 0; 97 Year 97: 0; 98 Year 98: 0; 99 Year 99: 0; 100 Year 100: 0; 101 Year 101: 0; 102 Year 102: 0; 103 Year 103: 0; 104 Year 104: 0
[19 empty] | Variable capex | Input | £000s | 1 Year 1: 0; 2 Year 2: 0; 3 Year 3: 0; 4 Year 4: 0; 5 Year 5: 0; 6 Year 6: 0; 7 Year 7: 0; 8 Year 8: 0; 9 Year 9: 0; 10 Year 10: 0; 11 Year 11: 0; 12 Year 12: 0; 13 Year 13: 0; 14 Year 14: 0; 15 Year 15: 0; 16 Year 16: 0; 17 Year 17: 0; 18 Year 18: 0; 19 Year 19: 0; 20 Year 20: 0; 21 Year 21: 0; 22 Year 22: 0; 23 Year 23: 0; 24 Year 24: 0; 25 Year 25: 0; 26 Year 26: 0; 27 Year 27: 0; 28 Year 28: 0; 29 Year 29: 0; 30 Year 30: 0; 81 Year 81: 0; 82 Year 82: 0; 83 Year 83: 0; 84 Year 84: 0; 85 Year 85: 0; 86 Year 86: 0; 87 Year 87: 0; 88 Year 88: 0; 89 Year 89: 0; 90 Year 90: 0; 91 Year 91: 0; 92 Year 92: 0; 93 Year 93: 0; 94 Year 94: 0; 95 Year 95: 0; 96 Year 96: 0; 97 Year 97: 0; 98 Year 98: 0; 99 Year 99: 0; 100 Year 100: 0; 101 Year 101: 0; 102 Year 102: 0; 103 Year 103: 0; 104 Year 104: 0
[19 empty] | Financing costs | Input | £000s | 1 Year 1: 1.5983; 2 Year 2: 1.5983; 3 Year 3: 1.5983; 4 Year 4: 1.5983; 5 Year 5: 1.5983; 6 Year 6: 1.5983; 7 Year 7: 1.5983; 8 Year 8: 1.5983; 9 Year 9: 1.5983; 10 Year 10: 1.5983; 11 Year 11: 1.5983; 12 Year 12: 1.5983; 13 Year 13: 1.5983; 14 Year 14: 1.5983; 15 Year 15: 1.5983; 16 Year 16: 1.5983; 17 Year 17: 1.5983; 18 Year 18: 1.5983; 19 Year 19: 1.5983; 20 Year 20: 1.5983; 21 Year 21: 1.5983; 22 Year 22: 1.5983; 23 Year 23: 1.5983; 24 Year 24: 1.5983; 25 Year 25: 1.5983; 26 Year 26: 1.5983; 27 Year 27: 1.5983; 28 Year 28: 1.5983; 29 Year 29: 1.5983; 30 Year 30: 1.5983
[19 empty] | Fixed opex | Input | £000s | 1 Year 1: 0; 2 Year 2: 0; 3 Year 3: 0; 4 Year 4: 0; 5 Year 5: 0; 6 Year 6: 0; 7 Year 7: 0; 8 Year 8: 0; 9 Year 9: 0; 10 Year 10: 0; 11 Year 11: 0; 12 Year 12: 0; 13 Year 13: 0; 14 Year 14: 0; 15 Year 15: 0; 16 Year 16: 0; 17 Year 17: 0; 18 Year 18: 0; 19 Year 19: 0; 20 Year 20: 0; 21 Year 21: 0; 22 Year 22: 0; 23 Year 23: 0; 24 Year 24: 0; 25 Year 25: 0; 26 Year 26: 0; 27 Year 27: 0; 28 Year 28: 0; 29 Year 29: 0; 30 Year 30: 0; 81 Year 81: 0; 82 Year 82: 0; 83 Year 83: 0; 84 Year 84: 0; 85 Year 85: 0; 86 Year 86: 0; 87 Year 87: 0; 88 Year 88: 0; 89 Year 89: 0; 90 Year 90: 0; 91 Year 91: 0; 92 Year 92: 0; 93 Year 93: 0; 94 Year 94: 0; 95 Year 95: 0; 96 Year 96: 0; 97 Year 97: 0; 98 Year 98: 0; 99 Year 99: 0; 100 Year 100: 0; 101 Year 101: 0; 102 Year 102: 0; 103 Year 103: 0; 104 Year 104: 0
[19 empty] | Variable opex | Input | £000s | 1 Year 1: 0; 2 Year 2: 0; 3 Year 3: 0; 4 Year 4: 0; 5 Year 5: 0; 6 Year 6: 0; 7 Year 7: 0; 8 Year 8: 0; 9 Year 9: 0; 10 Year 10: 0; 11 Year 11: 0; 12 Year 12: 0; 13 Year 13: 0; 14 Year 14: 0; 15 Year 15: 0; 16 Year 16: 0; 17 Year 17: 0; 18 Year 18: 0; 19 Year 19: 0; 20 Year 20: 0; 21 Year 21: 0; 22 Year 22: 0; 23 Year 23: 0; 24 Year 24: 0; 25 Year 25: 0; 26 Year 26: 0; 27 Year 27: 0; 28 Year 28: 0; 29 Year 29: 0; 30 Year 30: 0; 81 Year 81: 0; 82 Year 82: 0; 83 Year 83: 0; 84 Year 84: 0; 85 Year 85: 0; 86 Year 86: 0; 87 Year 87: 0; 88 Year 88: 0; 89 Year 89: 0; 90 Year 90: 0; 91 Year 91: 0; 92 Year 92: 0; 93 Year 93: 0; 94 Year 94: 0; 95 Year 95: 0; 96 Year 96: 0; 97 Year 97: 0; 98 Year 98: 0; 99 Year 99: 0; 100 Year 100: 0; 101 Year 101: 0; 102 Year 102: 0; 103 Year 103: 0; 104 Year 104: 0
[19 empty] | Opex savings | Input | £000s | 1 Year 1: 0; 2 Year 2: 0; 3 Year 3: 0; 4 Year 4: 0; 5 Year 5: 0; 6 Year 6: 0; 7 Year 7: 0; 8 Year 8: 0; 9 Year 9: 0; 10 Year 10: 0; 11 Year 11: 0; 12 Year 12: 0; 13 Year 13: 0; 14 Year 14: 0; 15 Year 15: 0; 16 Year 16: 0; 17 Year 17: 0; 18 Year 18: 0; 19 Year 19: 0; 20 Year 20: 0; 21 Year 21: 0; 22 Year 22: 0; 23 Year 23: 0; 24 Year 24: 0; 25 Year 25: 0; 26 Year 26: 0; 27 Year 27: 0; 28 Year 28: 0; 29 Year 29: 0; 30 Year 30: 0; 81 Year 81: 0; 82 Year 82: 0; 83 Year 83: 0; 84 Year 84: 0; 85 Year 85: 0; 86 Year 86: 0; 87 Year 87: 0; 88 Year 88: 0; 89 Year 89: 0; 90 Year 90: 0; 91 Year 91: 0; 92 Year 92: 0; 93 Year 93: 0; 94 Year 94: 0; 95 Year 95: 0; 96 Year 96: 0; 97 Year 97: 0; 98 Year 98: 0; 99 Year 99: 0; 100 Year 100: 0; 101 Year 101: 0; 102 Year 102: 0; 103 Year 103: 0; 104 Year 104: 0
[19 empty] | Fixed env & social | Input | £000s | 1 Year 1: 0; 2 Year 2: 0; 3 Year 3: 0; 4 Year 4: 0; 5 Year 5: 0; 6 Year 6: 0; 7 Year 7: 0; 8 Year 8: 0; 9 Year 9: 0; 10 Year 10: 0; 11 Year 11: 0; 12 Year 12: 0; 13 Year 13: 0; 14 Year 14: 0; 15 Year 15: 0; 16 Year 16: 0; 17 Year 17: 0; 18 Year 18: 0; 19 Year 19: 0; 20 Year 20: 0; 21 Year 21: 0; 22 Year 22: 0; 23 Year 23: 0; 24 Year 24: 0; 25 Year 25: 0; 26 Year 26: 0; 27 Year 27: 0; 28 Year 28: 0; 29 Year 29: 0; 30 Year 30: 0; 81 Year 81: 0; 82 Year 82: 0; 83 Year 83: 0; 84 Year 84: 0; 85 Year 85: 0; 86 Year 86: 0; 87 Year 87: 0; 88 Year 88: 0; 89 Year 89: 0; 90 Year 90: 0; 91 Year 91: 0; 92 Year 92: 0; 93 Year 93: 0; 94 Year 94: 0; 95 Year 95: 0; 96 Year 96: 0; 97 Year 97: 0; 98 Year 98: 0; 99 Year 99: 0; 100 Year 100: 0; 101 Year 101: 0; 102 Year 102: 0; 103 Year 103: 0; 104 Year 104: 0
[19 empty] | Variable env & social | Input | £000s | 1 Year 1: 0; 2 Year 2: 0; 3 Year 3: 0; 4 Year 4: 0; 5 Year 5: 0; 6 Year 6: 0; 7 Year 7: 0; 8 Year 8: 0; 9 Year 9: 0; 10 Year 10: 0; 11 Year 11: 0; 12 Year 12: 0; 13 Year 13: 0; 14 Year 14: 0; 15 Year 15: 0; 16 Year 16: 0; 17 Year 17: 0; 18 Year 18: 0; 19 Year 19: 0; 20 Year 20: 0; 21 Year 21: 0; 22 Year 22: 0; 23 Year 23: 0; 24 Year 24: 0; 25 Year 25: 0; 26 Year 26: 0; 27 Year 27: 0; 28 Year 28: 0; 29 Year 29: 0; 30 Year 30: 0; 81 Year 81: 0; 82 Year 82: 0; 83 Year 83: 0; 84 Year 84: 0; 85 Year 85: 0; 86 Year 86: 0; 87 Year 87: 0; 88 Year 88: 0; 89 Year 89: 0; 90 Year 90: 0; 91 Year 91: 0; 92 Year 92: 0; 93 Year 93: 0; 94 Year 94: 0; 95 Year 95: 0; 96 Year 96: 0; 97 Year 97: 0; 98 Year 98: 0; 99 Year 99: 0; 100 Year 100: 0; 101 Year 101: 0; 102 Year 102: 0; 103 Year 103: 0; 104 Year 104: 0
[19 empty] | Fixed carbon costs | Input | £000s | 1 Year 1: 0.0026423; 2 Year 2: 0; 3 Year 3: 0; 4 Year 4: 0; 5 Year 5: 0; 6 Year 6: 0; 7 Year 7: 0; 8 Year 8: 0; 9 Year 9: 0; 10 Year 10: 0; 11 Year 11: 0; 12 Year 12: 0; 13 Year 13: 0; 14 Year 14: 0; 15 Year 15: 0; 16 Year 16: 0; 17 Year 17: 0; 18 Year 18: 0; 19 Year 19: 0; 20 Year 20: 0; 21 Year 21: 0; 22 Year 22: 0; 23 Year 23: 0; 24 Year 24: 0; 25 Year 25: 0; 26 Year 26: 0; 27 Year 27: 0; 28 Year 28: 0; 29 Year 29: 0; 30 Year 30: 0; 81 Year 81: 0; 82 Year 82: 0; 83 Year 83: 0; 84 Year 84: 0; 85 Year 85: 0; 86 Year 86: 0; 87 Year 87: 0; 88 Year 88: 0; 89 Year 89: 0; 90 Year 90: 0; 91 Year 91: 0; 92 Year 92: 0; 93 Year 93: 0; 94 Year 94: 0; 95 Year 95: 0; 96 Year 96: 0; 97 Year 97: 0; 98 Year 98: 0; 99 Year 99: 0; 100 Year 100: 0; 101 Year 101: 0; 102 Year 102: 0; 103 Year 103: 0; 104 Year 104: 0
[19 empty] | Variable carbon costs | Input | £000s | 1 Year 1: 0; 2 Year 2: 0; 3 Year 3: 0; 4 Year 4: 0; 5 Year 5: 0; 6 Year 6: 0; 7 Year 7: 0; 8 Year 8: 0; 9 Year 9: 0; 10 Year 10: 0; 11 Year 11: 0; 12 Year 12: 0; 13 Year 13: 0; 14 Year 14: 0; 15 Year 15: 0; 16 Year 16: 0; 17 Year 17: 0; 18 Year 18: 0; 19 Year 19: 0; 20 Year 20: 0; 21 Year 21: 0; 22 Year 22: 0; 23 Year 23: 0; 24 Year 24: 0; 25 Year 25: 0; 26 Year 26: 0; 27 Year 27: 0; 28 Year 28: 0; 29 Year 29: 0; 30 Year 30: 0; 81 Year 81: 0; 82 Year 82: 0; 83 Year 83: 0; 84 Year 84: 0; 85 Year 85: 0; 86 Year 86: 0; 87 Year 87: 0; 88 Year 88: 0; 89 Year 89: 0; 90 Year 90: 0; 91 Year 91: 0; 92 Year 92: 0; 93 Year 93: 0; 94 Year 94: 0; 95 Year 95: 0; 96 Year 96: 0; 97 Year 97: 0; 98 Year 98: 0; 99 Year 99: 0; 100 Year 100: 0; 101 Year 101: 0; 102 Year 102: 0; 103 Year 103: 0; 104 Year 104: 0
[19 empty] | Customer willingness to pay | Input | £000s | 1 Year 1: 145.3114; 2 Year 2: 145.3114; 3 Year 3: 145.3114; 4 Year 4: 145.3114; 5 Year 5: 145.3114; 6 Year 6: 145.3114; 7 Year 7: 145.3114; 8 Year 8: 145.3114; 9 Year 9: 145.3114; 10 Year 10: 145.3114; 11 Year 11: 145.3114; 12 Year 12: 145.3114; 13 Year 13: 145.3114; 14 Year 14: 145.3114; 15 Year 15: 145.3114; 16 Year 16: 145.3114; 17 Year 17: 145.3114; 18 Year 18: 145.3114; 19 Year 19: 145.3114; 20 Year 20: 145.3114; 21 Year 21: 145.3114; 22 Year 22: 145.3114; 23 Year 23: 145.3114; 24 Year 24: 145.3114; 25 Year 25: 145.3114; 26 Year 26: 145.3114; 27 Year 27: 145.3114; 28 Year 28: 145.3114; 29 Year 29: 145.3114; 30 Year 30: 145.3114; 81 Year 81: 0; 82 Year 82: 0; 83 Year 83: 0; 84 Year 84: 0; 85 Year 85: 0; 86 Year 86: 0; 87 Year 87: 0; 88 Year 88: 0; 89 Year 89: 0; 90 Year 90: 0; 91 Year 91: 0; 92 Year 92: 0; 93 Year 93: 0; 94 Year 94: 0; 95 Year 95: 0; 96 Year 96: 0; 97 Year 97: 0; 98 Year 98: 0; 99 Year 99: 0; 100 Year 100: 0; 101 Year 101: 0; 102 Year 102: 0; 103 Year 103: 0; 104 Year 104: 0
[19 empty] | Total | Sum of above (excl WAFU) | £000s | 202.0247 | 146.9096 | 146.9096 | 146.9096 | 146.9096 | 146.9096 | 146.9096 | 146.9096 | 146.9096 | 146.9096 | 146.9096 | 146.9096 | 146.9096 | 146.9096 | 146.9096 | 146.9096 | 146.9096 | 146.9096 | 146.9096 | 146.9096 | 146.9096 | 146.9096 | 146.9096 | 146.9096 | 146.9096 | 146.9096 | 146.9096 | 146.9096 | 146.9096 | 146.9096 | 0 | 0 | 0 | 0 | 0 | 0 | 0 | 0 | 0 | 0 | 0 | 0 | 0 | 0 | 0 | 0 | 0 | 0 | 0 | 0 | 0 | 0 | 0 | 0 | 0 | 0 | 0 | 0 | 0 | 0 | 0 | 0 | 0 | 0 | 0 | 0 | 0 | 0 | 0 | 0 | 0 | 0 | 0 | 0 | 0 | 0 | 0 | 0 | 0 | 0 | 0 | 0 | 0 | 0 | 0 | 0 | 0 | 0 | 0 | 0 | 0 | 0 | 0 | 0 | 0 | 0 | 0 | 0 | 0 | 0 | 0 | 0 | 0 | 0
58.1x | TYLK RP01 | 8021 AC 60-70 | Mains replacement (not trunk mains) / Trunk mains renewal | N | 2020-21 | Capacity | 0.024814 | 172.4062 | 87.1013 | 0 | 0 | 1.2166 | 2766.1132 | 2854.431 | 50.521 | 1655.6425 | 4 | 4 | Gains in WAFU / Savings in demand | Input | Ml/d | 1 Year 1: 0.024814; 2 Year 2: 0.024814; 3 Year 3: 0.024814; 4 Year 4: 0.024814; 5 Year 5: 0.024814; 6 Year 6: 0.024814; 7 Year 7: 0.024814; 8 Year 8: 0.024814; 9 Year 9: 0.024814; 10 Year 10: 0.024814; 11 Year 11: 0.024814; 12 Year 12: 0.024814; 13 Year 13: 0.024814; 14 Year 14: 0.024814; 15 Year 15: 0.024814; 16 Year 16: 0.024814; 17 Year 17: 0.024814; 18 Year 18: 0.024814; 19 Year 19: 0.024814; 20 Year 20: 0.024814; 21 Year 21: 0.024814; 22 Year 22: 0.024814; 23 Year 23: 0.024814; 24 Year 24: 0.024814; 25 Year 25: 0.024814; 26 Year 26: 0.024814; 27 Year 27: 0.024814; 28 Year 28: 0.024814; 29 Year 29: 0.024814; 30 Year 30: 0.024814; 81 Year 81: 0; 82 Year 82: 0; 83 Year 83: 0; 84 Year 84: 0; 85 Year 85: 0; 86 Year 86: 0; 87 Year 87: 0; 88 Year 88: 0; 89 Year 89: 0; 90 Year 90: 0; 91 Year 91: 0; 92 Year 92: 0; 93 Year 93: 0; 94 Year 94: 0; 95 Year 95: 0; 96 Year 96: 0; 97 Year 97: 0; 98 Year 98: 0; 99 Year 99: 0; 100 Year 100: 0; 101 Year 101: 0; 102 Year 102: 0; 103 Year 103: 0; 104 Year 104: 0
[19 empty] | Fixed capex | Input | £000s | 1 Year 1: 56.1206; 2 Year 2: 0; 3 Year 3: 0; 4 Year 4: 0; 5 Year 5: 0; 6 Year 6: 0; 7 Year 7: 0; 8 Year 8: 0; 9 Year 9: 0; 10 Year 10: 0; 11 Year 11: 0; 12 Year 12: 0; 13 Year 13: 0; 14 Year 14: 0; 15 Year 15: 0; 16 Year 16: 0; 17 Year 17: 0; 18 Year 18: 0; 19 Year 19: 0; 20 Year 20: 0; 21 Year 21: 0; 22 Year 22: 0; 23 Year 23: 0; 24 Year 24: 0; 25 Year 25: 0; 26 Year 26: 0; 27 Year 27: 0; 28 Year 28: 0; 29 Year 29: 0; 30 Year 30: 0; 81 Year 81: 0; 82 Year 82: 0; 83 Year 83: 0; 84 Year 84: 0; 85 Year 85: 0; 86 Year 86: 0; 87 Year 87: 0; 88 Year 88: 0; 89 Year 89: 0; 90 Year 90: 0; 91 Year 91: 0; 92 Year 92: 0; 93 Year 93: 0; 94 Year 94: 0; 95 Year 95: 0; 96 Year 96: 0; 97 Year 97: 0; 98 Year 98: 0; 99 Year 99: 0; 100 Year 100: 0; 101 Year 101: 0; 102 Year 102: 0; 103 Year 103: 0; 104 Year 104: 0
[19 empty] | Variable capex | Input | £000s | 1 Year 1: 0; 2 Year 2: 0; 3 Year 3: 0; 4 Year 4: 0; 5 Year 5: 0; 6 Year 6: 0; 7 Year 7: 0; 8 Year 8: 0; 9 Year 9: 0; 10 Year 10: 0; 11 Year 11: 0; 12 Year 12: 0; 13 Year 13: 0; 14 Year 14: 0; 15 Year 15: 0; 16 Year 16: 0; 17 Year 17: 0; 18 Year 18: 0; 19 Year 19: 0; 20 Year 20: 0; 21 Year 21: 0; 22 Year 22: 0; 23 Year 23: 0; 24 Year 24: 0; 25 Year 25: 0; 26 Year 26: 0; 27 Year 27: 0; 28 Year 28: 0; 29 Year 29: 0; 30 Year 30: 0; 81 Year 81: 0; 82 Year 82: 0; 83 Year 83: 0; 84 Year 84: 0; 85 Year 85: 0; 86 Year 86: 0; 87 Year 87: 0; 88 Year 88: 0; 89 Year 89: 0; 90 Year 90: 0; 91 Year 91: 0; 92 Year 92: 0; 93 Year 93: 0; 94 Year 94: 0; 95 Year 95: 0; 96 Year 96: 0; 97 Year 97: 0; 98 Year 98: 0; 99 Year 99: 0; 100 Year 100: 0; 101 Year 101: 0; 102 Year 102: 0; 103 Year 103: 0; 104 Year 104: 0
[19 empty] | Financing costs | Input | £000s | 1 Year 1: 1.6275; 2 Year 2: 1.6275; 3 Year 3: 1.6275; 4 Year 4: 1.6275; 5 Year 5: 1.6275; 6 Year 6: 1.6275; 7 Year 7: 1.6275; 8 Year 8: 1.6275; 9 Year 9: 1.6275; 10 Year 10: 1.6275; 11 Year 11: 1.6275; 12 Year 12: 1.6275; 13 Year 13: 1.6275; 14 Year 14: 1.6275; 15 Year 15: 1.6275; 16 Year 16: 1.6275; 17 Year 17: 1.6275; 18 Year 18: 1.6275; 19 Year 19: 1.6275; 20 Year 20: 1.6275; 21 Year 21: 1.6275; 22 Year 22: 1.6275; 23 Year 23: 1.6275; 24 Year 24: 1.6275; 25 Year 25: 1.6275; 26 Year 26: 1.6275; 27 Year 27: 1.6275; 28 Year 28: 1.6275; 29 Year 29: 1.6275; 30 Year 30: 1.6275
[19 empty] | Fixed opex | Input | £000s | 1 Year 1: 0; 2 Year 2: 0; 3 Year 3: 0; 4 Year 4: 0; 5 Year 5: 0; 6 Year 6: 0; 7 Year 7: 0; 8 Year 8: 0; 9 Year 9: 0; 10 Year 10: 0; 11 Year 11: 0; 12 Year 12: 0; 13 Year 13: 0; 14 Year 14: 0; 15 Year 15: 0; 16 Year 16: 0; 17 Year 17: 0; 18 Year 18: 0; 19 Year 19: 0; 20 Year 20: 0; 21 Year 21: 0; 22 Year 22: 0; 23 Year 23: 0; 24 Year 24: 0; 25 Year 25: 0; 26 Year 26: 0; 27 Year 27: 0; 28 Year 28: 0; 29 Year 29: 0; 30 Year 30: 0; 81 Year 81: 0; 82 Year 82: 0; 83 Year 83: 0; 84 Year 84: 0; 85 Year 85: 0; 86 Year 86: 0; 87 Year 87: 0; 88 Year 88: 0; 89 Year 89: 0; 90 Year 90: 0; 91 Year 91: 0; 92 Year 92: 0; 93 Year 93: 0; 94 Year 94: 0; 95 Year 95: 0; 96 Year 96: 0; 97 Year 97: 0; 98 Year 98: 0; 99 Year 99: 0; 100 Year 100: 0; 101 Year 101: 0; 102 Year 102: 0; 103 Year 103: 0; 104 Year 104: 0
[19 empty] | Variable opex | Input | £000s | 1 Year 1: 0; 2 Year 2: 0; 3 Year 3: 0; 4 Year 4: 0; 5 Year 5: 0; 6 Year 6: 0; 7 Year 7: 0; 8 Year 8: 0; 9 Year 9: 0; 10 Year 10: 0; 11 Year 11: 0; 12 Year 12: 0; 13 Year 13: 0; 14 Year 14: 0; 15 Year 15: 0; 16 Year 16: 0; 17 Year 17: 0; 18 Year 18: 0; 19 Year 19: 0; 20 Year 20: 0; 21 Year 21: 0; 22 Year 22: 0; 23 Year 23: 0; 24 Year 24: 0; 25 Year 25: 0; 26 Year 26: 0; 27 Year 27: 0; 28 Year 28: 0; 29 Year 29: 0; 30 Year 30: 0; 81 Year 81: 0; 82 Year 82: 0; 83 Year 83: 0; 84 Year 84: 0; 85 Year 85: 0; 86 Year 86: 0; 87 Year 87: 0; 88 Year 88: 0; 89 Year 89: 0; 90 Year 90: 0; 91 Year 91: 0; 92 Year 92: 0; 93 Year 93: 0; 94 Year 94: 0; 95 Year 95: 0; 96 Year 96: 0; 97 Year 97: 0; 98 Year 98: 0; 99 Year 99: 0; 100 Year 100: 0; 101 Year 101: 0; 102 Year 102: 0; 103 Year 103: 0; 104 Year 104: 0
[19 empty] | Opex savings | Input | £000s | 1 Year 1: 0; 2 Year 2: 0; 3 Year 3: 0; 4 Year 4: 0; 5 Year 5: 0; 6 Year 6: 0; 7 Year 7: 0; 8 Year 8: 0; 9 Year 9: 0; 10 Year 10: 0; 11 Year 11: 0; 12 Year 12: 0; 13 Year 13: 0; 14 Year 14: 0; 15 Year 15: 0; 16 Year 16: 0; 17 Year 17: 0; 18 Year 18: 0; 19 Year 19: 0; 20 Year 20: 0; 21 Year 21: 0; 22 Year 22: 0; 23 Year 23: 0; 24 Year 24: 0; 25 Year 25: 0; 26 Year 26: 0; 27 Year 27: 0; 28 Year 28: 0; 29 Year 29: 0; 30 Year 30: 0; 81 Year 81: 0; 82 Year 82: 0; 83 Year 83: 0; 84 Year 84: 0; 85 Year 85: 0; 86 Year 86: 0; 87 Year 87: 0; 88 Year 88: 0; 89 Year 89: 0; 90 Year 90: 0; 91 Year 91: 0; 92 Year 92: 0; 93 Year 93: 0; 94 Year 94: 0; 95 Year 95: 0; 96 Year 96: 0; 97 Year 97: 0; 98 Year 98: 0; 99 Year 99: 0; 100 Year 100: 0; 101 Year 101: 0; 102 Year 102: 0; 103 Year 103: 0; 104 Year 104: 0
[19 empty] | Fixed env & social | Input | £000s | 1 Year 1: 0; 2 Year 2: 0; 3 Year 3: 0; 4 Year 4: 0; 5 Year 5: 0; 6 Year 6: 0; 7 Year 7: 0; 8 Year 8: 0; 9 Year 9: 0; 10 Year 10: 0; 11 Year 11: 0; 12 Year 12: 0; 13 Year 13: 0; 14 Year 14: 0; 15 Year 15: 0; 16 Year 16: 0; 17 Year 17: 0; 18 Year 18: 0; 19 Year 19: 0; 20 Year 20: 0; 21 Year 21: 0; 22 Year 22: 0; 23 Year 23: 0; 24 Year 24: 0; 25 Year 25: 0; 26 Year 26: 0; 27 Year 27: 0; 28 Year 28: 0; 29 Year 29: 0; 30 Year 30: 0; 81 Year 81: 0; 82 Year 82: 0; 83 Year 83: 0; 84 Year 84: 0; 85 Year 85: 0; 86 Year 86: 0; 87 Year 87: 0; 88 Year 88: 0; 89 Year 89: 0; 90 Year 90: 0; 91 Year 91: 0; 92 Year 92: 0; 93 Year 93: 0; 94 Year 94: 0; 95 Year 95: 0; 96 Year 96: 0; 97 Year 97: 0; 98 Year 98: 0; 99 Year 99: 0; 100 Year 100: 0; 101 Year 101: 0; 102 Year 102: 0; 103 Year 103: 0; 104 Year 104: 0
[19 empty] | Variable env & social | Input | £000s | 1 Year 1: 0; 2 Year 2: 0; 3 Year 3: 0; 4 Year 4: 0; 5 Year 5: 0; 6 Year 6: 0; 7 Year 7: 0; 8 Year 8: 0; 9 Year 9: 0; 10 Year 10: 0; 11 Year 11: 0; 12 Year 12: 0; 13 Year 13: 0; 14 Year 14: 0; 15 Year 15: 0; 16 Year 16: 0; 17 Year 17: 0; 18 Year 18: 0; 19 Year 19: 0; 20 Year 20: 0; 21 Year 21: 0; 22 Year 22: 0; 23 Year 23: 0; 24 Year 24: 0; 25 Year 25: 0; 26 Year 26: 0; 27 Year 27: 0; 28 Year 28: 0; 29 Year 29: 0; 30 Year 30: 0; 81 Year 81: 0; 82 Year 82: 0; 83 Year 83: 0; 84 Year 84: 0; 85 Year 85: 0; 86 Year 86: 0; 87 Year 87: 0; 88 Year 88: 0; 89 Year 89: 0; 90 Year 90: 0; 91 Year 91: 0; 92 Year 92: 0; 93 Year 93: 0; 94 Year 94: 0; 95 Year 95: 0; 96 Year 96: 0; 97 Year 97: 0; 98 Year 98: 0; 99 Year 99: 0; 100 Year 100: 0; 101 Year 101: 0; 102 Year 102: 0; 103 Year 103: 0; 104 Year 104: 0
[19 empty] | Fixed carbon costs | Input | £000s | 1 Year 1: 1.2166; 2 Year 2: 0; 3 Year 3: 0; 4 Year 4: 0; 5 Year 5: 0; 6 Year 6: 0; 7 Year 7: 0; 8 Year 8: 0; 9 Year 9: 0; 10 Year 10: 0; 11 Year 11: 0; 12 Year 12: 0; 13 Year 13: 0; 14 Year 14: 0; 15 Year 15: 0; 16 Year 16: 0; 17 Year 17: 0; 18 Year 18: 0; 19 Year 19: 0; 20 Year 20: 0; 21 Year 21: 0; 22 Year 22: 0; 23 Year 23: 0; 24 Year 24: 0; 25 Year 25: 0; 26 Year 26: 0; 27 Year 27: 0; 28 Year 28: 0; 29 Year 29: 0; 30 Year 30: 0; 81 Year 81: 0; 82 Year 82: 0; 83 Year 83: 0; 84 Year 84: 0; 85 Year 85: 0; 86 Year 86: 0; 87 Year 87: 0; 88 Year 88: 0; 89 Year 89: 0; 90 Year 90: 0; 91 Year 91: 0; 92 Year 92: 0; 93 Year 93: 0; 94 Year 94: 0; 95 Year 95: 0; 96 Year 96: 0; 97 Year 97: 0; 98 Year 98: 0; 99 Year 99: 0; 100 Year 100: 0; 101 Year 101: 0; 102 Year 102: 0; 103 Year 103: 0; 104 Year 104: 0
[19 empty] | Variable carbon costs | Input | £000s | 1 Year 1: 0; 2 Year 2: 0; 3 Year 3: 0; 4 Year 4: 0; 5 Year 5: 0; 6 Year 6: 0; 7 Year 7: 0; 8 Year 8: 0; 9 Year 9: 0; 10 Year 10: 0; 11 Year 11: 0; 12 Year 12: 0; 13 Year 13: 0; 14 Year 14: 0; 15 Year 15: 0; 16 Year 16: 0; 17 Year 17: 0; 18 Year 18: 0; 19 Year 19: 0; 20 Year 20: 0; 21 Year 21: 0; 22 Year 22: 0; 23 Year 23: 0; 24 Year 24: 0; 25 Year 25: 0; 26 Year 26: 0; 27 Year 27: 0; 28 Year 28: 0; 29 Year 29: 0; 30 Year 30: 0; 81 Year 81: 0; 82 Year 82: 0; 83 Year 83: 0; 84 Year 84: 0; 85 Year 85: 0; 86 Year 86: 0; 87 Year 87: 0; 88 Year 88: 0; 89 Year 89: 0; 90 Year 90: 0; 91 Year 91: 0; 92 Year 92: 0; 93 Year 93: 0; 94 Year 94: 0; 95 Year 95: 0; 96 Year 96: 0; 97 Year 97: 0; 98 Year 98: 0; 99 Year 99: 0; 100 Year 100: 0; 101 Year 101: 0; 102 Year 102: 0; 103 Year 103: 0; 104 Year 104: 0
[19 empty] | Customer willingness to pay | Input | £000s | 1 Year 1: 145.3114; 2 Year 2: 145.3114; 3 Year 3: 145.3114; 4 Year 4: 145.3114; 5 Year 5: 145.3114; 6 Year 6: 145.3114; 7 Year 7: 145.3114; 8 Year 8: 145.3114; 9 Year 9: 145.3114; 10 Year 10: 145.3114; 11 Year 11: 145.3114; 12 Year 12: 145.3114; 13 Year 13: 145.3114; 14 Year 14: 145.3114; 15 Year 15: 145.3114; 16 Year 16: 145.3114; 17 Year 17: 145.3114; 18 Year 18: 145.3114; 19 Year 19: 145.3114; 20 Year 20: 145.3114; 21 Year 21: 145.3114; 22 Year 22: 145.3114; 23 Year 23: 145.3114; 24 Year 24: 145.3114; 25 Year 25: 145.3114; 26 Year 26: 145.3114; 27 Year 27: 145.3114; 28 Year 28: 145.3114; 29 Year 29: 145.3114; 30 Year 30: 145.3114; 81 Year 81: 0; 82 Year 82: 0; 83 Year 83: 0; 84 Year 84: 0; 85 Year 85: 0; 86 Year 86: 0; 87 Year 87: 0; 88 Year 88: 0; 89 Year 89: 0; 90 Year 90: 0; 91 Year 91: 0; 92 Year 92: 0; 93 Year 93: 0; 94 Year 94: 0; 95 Year 95: 0; 96 Year 96: 0; 97 Year 97: 0; 98 Year 98: 0; 99 Year 99: 0; 100 Year 100: 0; 101 Year 101: 0; 102 Year 102: 0; 103 Year 103: 0; 104 Year 104: 0
[19 empty] | Total | Sum of above (excl WAFU) | £000s | 204.276 | 146.9389 | 146.9389 | 146.9389 | 146.9389 | 146.9389 | 146.9389 | 146.9389 | 146.9389 | 146.9389 | 146.9389 | 146.9389 | 146.9389 | 146.9389 | 146.9389 | 146.9389 | 146.9389 | 146.9389 | 146.9389 | 146.9389 | 146.9389 | 146.9389 | 146.9389 | 146.9389 | 146.9389 | 146.9389 | 146.9389 | 146.9389 | 146.9389 | 146.9389 | 0 | 0 | 0 | 0 | 0 | 0 | 0 | 0 | 0 | 0 | 0 | 0 | 0 | 0 | 0 | 0 | 0 | 0 | 0 | 0 | 0 | 0 | 0 | 0 | 0 | 0 | 0 | 0 | 0 | 0 | 0 | 0 | 0 | 0 | 0 | 0 | 0 | 0 | 0 | 0 | 0 | 0 | 0 | 0 | 0 | 0 | 0 | 0 | 0 | 0 | 0 | 0 | 0 | 0 | 0 | 0 | 0 | 0 | 0 | 0 | 0 | 0 | 0 | 0 | 0 | 0 | 0 | 0 | 0 | 0 | 0 | 0 | 0 | 0
58.1x | TYLK RN08 | 8021 DI <10 | Mains repair | N | 2020-21 | Capacity | 5.3893e-06 | 0.037445 | 76.4476 | 0 | 0 | 0.12776 | 2766.1132 | 2842.6886 | 204160.0934 | 7591650.0387 | 4 | 4 | Gains in WAFU / Savings in demand | Input | Ml/d | 1 Year 1: 5.3893e-06; 2 Year 2: 5.3893e-06; 3 Year 3: 5.3893e-06; 4 Year 4: 5.3893e-06; 5 Year 5: 5.3893e-06; 6 Year 6: 5.3893e-06; 7 Year 7: 5.3893e-06; 8 Year 8: 5.3893e-06; 9 Year 9: 5.3893e-06; 10 Year 10: 5.3893e-06; 11 Year 11: 5.3893e-06; 12 Year 12: 5.3893e-06; 13 Year 13: 5.3893e-06; 14 Year 14: 5.3893e-06; 15 Year 15: 5.3893e-06; 16 Year 16: 5.3893e-06; 17 Year 17: 5.3893e-06; 18 Year 18: 5.3893e-06; 19 Year 19: 5.3893e-06; 20 Year 20: 5.3893e-06; 21 Year 21: 5.3893e-06; 22 Year 22: 5.3893e-06; 23 Year 23: 5.3893e-06; 24 Year 24: 5.3893e-06; 25 Year 25: 5.3893e-06; 26 Year 26: 5.3893e-06; 27 Year 27: 5.3893e-06; 28 Year 28: 5.3893e-06; 29 Year 29: 5.3893e-06; 30 Year 30: 5.3893e-06; 81 Year 81: 0; 82 Year 82: 0; 83 Year 83: 0; 84 Year 84: 0; 85 Year 85: 0; 86 Year 86: 0; 87 Year 87: 0; 88 Year 88: 0; 89 Year 89: 0; 90 Year 90: 0; 91 Year 91: 0; 92 Year 92: 0; 93 Year 93: 0; 94 Year 94: 0; 95 Year 95: 0; 96 Year 96: 0; 97 Year 97: 0; 98 Year 98: 0; 99 Year 99: 0; 100 Year 100: 0; 101 Year 101: 0; 102 Year 102: 0; 103 Year 103: 0; 104 Year 104: 0
[19 empty] | Fixed capex | Input | £000s | 1 Year 1: 49.2563; 2 Year 2: 0; 3 Year 3: 0; 4 Year 4: 0; 5 Year 5: 0; 6 Year 6: 0; 7 Year 7: 0; 8 Year 8: 0; 9 Year 9: 0; 10 Year 10: 0; 11 Year 11: 0; 12 Year 12: 0; 13 Year 13: 0; 14 Year 14: 0; 15 Year 15: 0; 16 Year 16: 0; 17 Year 17: 0; 18 Year 18: 0; 19 Year 19: 0; 20 Year 20: 0; 21 Year 21: 0; 22 Year 22: 0; 23 Year 23: 0; 24 Year 24: 0; 25 Year 25: 0; 26 Year 26: 0; 27 Year 27: 0; 28 Year 28: 0; 29 Year 29: 0; 30 Year 30: 0; 81 Year 81: 0; 82 Year 82: 0; 83 Year 83: 0; 84 Year 84: 0; 85 Year 85: 0; 86 Year 86: 0; 87 Year 87: 0; 88 Year 88: 0; 89 Year 89: 0; 90 Year 90: 0; 91 Year 91: 0; 92 Year 92: 0; 93 Year 93: 0; 94 Year 94: 0; 95 Year 95: 0; 96 Year 96: 0; 97 Year 97: 0; 98 Year 98: 0; 99 Year 99: 0; 100 Year 100: 0; 101 Year 101: 0; 102 Year 102: 0; 103 Year 103: 0; 104 Year 104: 0
[19 empty] | Variable capex | Input | £000s | 1 Year 1: 0; 2 Year 2: 0; 3 Year 3: 0; 4 Year 4: 0; 5 Year 5: 0; 6 Year 6: 0; 7 Year 7: 0; 8 Year 8: 0; 9 Year 9: 0; 10 Year 10: 0; 11 Year 11: 0; 12 Year 12: 0; 13 Year 13: 0; 14 Year 14: 0; 15 Year 15: 0; 16 Year 16: 0; 17 Year 17: 0; 18 Year 18: 0; 19 Year 19: 0; 20 Year 20: 0; 21 Year 21: 0; 22 Year 22: 0; 23 Year 23: 0; 24 Year 24: 0; 25 Year 25: 0; 26 Year 26: 0; 27 Year 27: 0; 28 Year 28: 0; 29 Year 29: 0; 30 Year 30: 0; 81 Year 81: 0; 82 Year 82: 0; 83 Year 83: 0; 84 Year 84: 0; 85 Year 85: 0; 86 Year 86: 0; 87 Year 87: 0; 88 Year 88: 0; 89 Year 89: 0; 90 Year 90: 0; 91 Year 91: 0; 92 Year 92: 0; 93 Year 93: 0; 94 Year 94: 0; 95 Year 95: 0; 96 Year 96: 0; 97 Year 97: 0; 98 Year 98: 0; 99 Year 99: 0; 100 Year 100: 0; 101 Year 101: 0; 102 Year 102: 0; 103 Year 103: 0; 104 Year 104: 0
[19 empty] | Financing costs | Input | £000s | 1 Year 1: 1.4284; 2 Year 2: 1.4284; 3 Year 3: 1.4284; 4 Year 4: 1.4284; 5 Year 5: 1.4284; 6 Year 6: 1.4284; 7 Year 7: 1.4284; 8 Year 8: 1.4284; 9 Year 9: 1.4284; 10 Year 10: 1.4284; 11 Year 11: 1.4284; 12 Year 12: 1.4284; 13 Year 13: 1.4284; 14 Year 14: 1.4284; 15 Year 15: 1.4284; 16 Year 16: 1.4284; 17 Year 17: 1.4284; 18 Year 18: 1.4284; 19 Year 19: 1.4284; 20 Year 20: 1.4284; 21 Year 21: 1.4284; 22 Year 22: 1.4284; 23 Year 23: 1.4284; 24 Year 24: 1.4284; 25 Year 25: 1.4284; 26 Year 26: 1.4284; 27 Year 27: 1.4284; 28 Year 28: 1.4284; 29 Year 29: 1.4284; 30 Year 30: 1.4284
[19 empty] | Fixed opex | Input | £000s | 1 Year 1: 0; 2 Year 2: 0; 3 Year 3: 0; 4 Year 4: 0; 5 Year 5: 0; 6 Year 6: 0; 7 Year 7: 0; 8 Year 8: 0; 9 Year 9: 0; 10 Year 10: 0; 11 Year 11: 0; 12 Year 12: 0; 13 Year 13: 0; 14 Year 14: 0; 15 Year 15: 0; 16 Year 16: 0; 17 Year 17: 0; 18 Year 18: 0; 19 Year 19: 0; 20 Year 20: 0; 21 Year 21: 0; 22 Year 22: 0; 23 Year 23: 0; 24 Year 24: 0; 25 Year 25: 0; 26 Year 26: 0; 27 Year 27: 0; 28 Year 28: 0; 29 Year 29: 0; 30 Year 30: 0; 81 Year 81: 0; 82 Year 82: 0; 83 Year 83: 0; 84 Year 84: 0; 85 Year 85: 0; 86 Year 86: 0; 87 Year 87: 0; 88 Year 88: 0; 89 Year 89: 0; 90 Year 90: 0; 91 Year 91: 0; 92 Year 92: 0; 93 Year 93: 0; 94 Year 94: 0; 95 Year 95: 0; 96 Year 96: 0; 97 Year 97: 0; 98 Year 98: 0; 99 Year 99: 0; 100 Year 100: 0; 101 Year 101: 0; 102 Year 102: 0; 103 Year 103: 0; 104 Year 104: 0
[19 empty] | Variable opex | Input | £000s | 1 Year 1: 0; 2 Year 2: 0; 3 Year 3: 0; 4 Year 4: 0; 5 Year 5: 0; 6 Year 6: 0; 7 Year 7: 0; 8 Year 8: 0; 9 Year 9: 0; 10 Year 10: 0; 11 Year 11: 0; 12 Year 12: 0; 13 Year 13: 0; 14 Year 14: 0; 15 Year 15: 0; 16 Year 16: 0; 17 Year 17: 0; 18 Year 18: 0; 19 Year 19: 0; 20 Year 20: 0; 21 Year 21: 0; 22 Year 22: 0; 23 Year 23: 0; 24 Year 24: 0; 25 Year 25: 0; 26 Year 26: 0; 27 Year 27: 0; 28 Year 28: 0; 29 Year 29: 0; 30 Year 30: 0; 81 Year 81: 0; 82 Year 82: 0; 83 Year 83: 0; 84 Year 84: 0; 85 Year 85: 0; 86 Year 86: 0; 87 Year 87: 0; 88 Year 88: 0; 89 Year 89: 0; 90 Year 90: 0; 91 Year 91: 0; 92 Year 92: 0; 93 Year 93: 0; 94 Year 94: 0; 95 Year 95: 0; 96 Year 96: 0; 97 Year 97: 0; 98 Year 98: 0; 99 Year 99: 0; 100 Year 100: 0; 101 Year 101: 0; 102 Year 102: 0; 103 Year 103: 0; 104 Year 104: 0
[19 empty] | Opex savings | Input | £000s | 1 Year 1: 0; 2 Year 2: 0; 3 Year 3: 0; 4 Year 4: 0; 5 Year 5: 0; 6 Year 6: 0; 7 Year 7: 0; 8 Year 8: 0; 9 Year 9: 0; 10 Year 10: 0; 11 Year 11: 0; 12 Year 12: 0; 13 Year 13: 0; 14 Year 14: 0; 15 Year 15: 0; 16 Year 16: 0; 17 Year 17: 0; 18 Year 18: 0; 19 Year 19: 0; 20 Year 20: 0; 21 Year 21: 0; 22 Year 22: 0; 23 Year 23: 0; 24 Year 24: 0; 25 Year 25: 0; 26 Year 26: 0; 27 Year 27: 0; 28 Year 28: 0; 29 Year 29: 0; 30 Year 30: 0; 81 Year 81: 0; 82 Year 82: 0; 83 Year 83: 0; 84 Year 84: 0; 85 Year 85: 0; 86 Year 86: 0; 87 Year 87: 0; 88 Year 88: 0; 89 Year 89: 0; 90 Year 90: 0; 91 Year 91: 0; 92 Year 92: 0; 93 Year 93: 0; 94 Year 94: 0; 95 Year 95: 0; 96 Year 96: 0; 97 Year 97: 0; 98 Year 98: 0; 99 Year 99: 0; 100 Year 100: 0; 101 Year 101: 0; 102 Year 102: 0; 103 Year 103: 0; 104 Year 104: 0
[19 empty] | Fixed env & social | Input | £000s | 1 Year 1: 0; 2 Year 2: 0; 3 Year 3: 0; 4 Year 4: 0; 5 Year 5: 0; 6 Year 6: 0; 7 Year 7: 0; 8 Year 8: 0; 9 Year 9: 0; 10 Year 10: 0; 11 Year 11: 0; 12 Year 12: 0; 13 Year 13: 0; 14 Year 14: 0; 15 Year 15: 0; 16 Year 16: 0; 17 Year 17: 0; 18 Year 18: 0; 19 Year 19: 0; 20 Year 20: 0; 21 Year 21: 0; 22 Year 22: 0; 23 Year 23: 0; 24 Year 24: 0; 25 Year 25: 0; 26 Year 26: 0; 27 Year 27: 0; 28 Year 28: 0; 29 Year 29: 0; 30 Year 30: 0; 81 Year 81: 0; 82 Year 82: 0; 83 Year 83: 0; 84 Year 84: 0; 85 Year 85: 0; 86 Year 86: 0; 87 Year 87: 0; 88 Year 88: 0; 89 Year 89: 0; 90 Year 90: 0; 91 Year 91: 0; 92 Year 92: 0; 93 Year 93: 0; 94 Year 94: 0; 95 Year 95: 0; 96 Year 96: 0; 97 Year 97: 0; 98 Year 98: 0; 99 Year 99: 0; 100 Year 100: 0; 101 Year 101: 0; 102 Year 102: 0; 103 Year 103: 0; 104 Year 104: 0
[19 empty] | Variable env & social | Input | £000s | 1 Year 1: 0; 2 Year 2: 0; 3 Year 3: 0; 4 Year 4: 0; 5 Year 5: 0; 6 Year 6: 0; 7 Year 7: 0; 8 Year 8: 0; 9 Year 9: 0; 10 Year 10: 0; 11 Year 11: 0; 12 Year 12: 0; 13 Year 13: 0; 14 Year 14: 0; 15 Year 15: 0; 16 Year 16: 0; 17 Year 17: 0; 18 Year 18: 0; 19 Year 19: 0; 20 Year 20: 0; 21 Year 21: 0; 22 Year 22: 0; 23 Year 23: 0; 24 Year 24: 0; 25 Year 25: 0; 26 Year 26: 0; 27 Year 27: 0; 28 Year 28: 0; 29 Year 29: 0; 30 Year 30: 0; 81 Year 81: 0; 82 Year 82: 0; 83 Year 83: 0; 84 Year 84: 0; 85 Year 85: 0; 86 Year 86: 0; 87 Year 87: 0; 88 Year 88: 0; 89 Year 89: 0; 90 Year 90: 0; 91 Year 91: 0; 92 Year 92: 0; 93 Year 93: 0; 94 Year 94: 0; 95 Year 95: 0; 96 Year 96: 0; 97 Year 97: 0; 98 Year 98: 0; 99 Year 99: 0; 100 Year 100: 0; 101 Year 101: 0; 102 Year 102: 0; 103 Year 103: 0; 104 Year 104: 0
[19 empty] | Fixed carbon costs | Input | £000s | 1 Year 1: 0.12776; 2 Year 2: 0; 3 Year 3: 0; 4 Year 4: 0; 5 Year 5: 0; 6 Year 6: 0; 7 Year 7: 0; 8 Year 8: 0; 9 Year 9: 0; 10 Year 10: 0; 11 Year 11: 0; 12 Year 12: 0; 13 Year 13: 0; 14 Year 14: 0; 15 Year 15: 0; 16 Year 16: 0; 17 Year 17: 0; 18 Year 18: 0; 19 Year 19: 0; 20 Year 20: 0; 21 Year 21: 0; 22 Year 22: 0; 23 Year 23: 0; 24 Year 24: 0; 25 Year 25: 0; 26 Year 26: 0; 27 Year 27: 0; 28 Year 28: 0; 29 Year 29: 0; 30 Year 30: 0; 81 Year 81: 0; 82 Year 82: 0; 83 Year 83: 0; 84 Year 84: 0; 85 Year 85: 0; 86 Year 86: 0; 87 Year 87: 0; 88 Year 88: 0; 89 Year 89: 0; 90 Year 90: 0; 91 Year 91: 0; 92 Year 92: 0; 93 Year 93: 0; 94 Year 94: 0; 95 Year 95: 0; 96 Year 96: 0; 97 Year 97: 0; 98 Year 98: 0; 99 Year 99: 0; 100 Year 100: 0; 101 Year 101: 0; 102 Year 102: 0; 103 Year 103: 0; 104 Year 104: 0
[19 empty] | Variable carbon costs | Input | £000s | 1 Year 1: 0; 2 Year 2: 0; 3 Year 3: 0; 4 Year 4: 0; 5 Year 5: 0; 6 Year 6: 0; 7 Year 7: 0; 8 Year 8: 0; 9 Year 9: 0; 10 Year 10: 0; 11 Year 11: 0; 12 Year 12: 0; 13 Year 13: 0; 14 Year 14: 0; 15 Year 15: 0; 16 Year 16: 0; 17 Year 17: 0; 18 Year 18: 0; 19 Year 19: 0; 20 Year 20: 0; 21 Year 21: 0; 22 Year 22: 0; 23 Year 23: 0; 24 Year 24: 0; 25 Year 25: 0; 26 Year 26: 0; 27 Year 27: 0; 28 Year 28: 0; 29 Year 29: 0; 30 Year 30: 0; 81 Year 81: 0; 82 Year 82: 0; 83 Year 83: 0; 84 Year 84: 0; 85 Year 85: 0; 86 Year 86: 0; 87 Year 87: 0; 88 Year 88: 0; 89 Year 89: 0; 90 Year 90: 0; 91 Year 91: 0; 92 Year 92: 0; 93 Year 93: 0; 94 Year 94: 0; 95 Year 95: 0; 96 Year 96: 0; 97 Year 97: 0; 98 Year 98: 0; 99 Year 99: 0; 100 Year 100: 0; 101 Year 101: 0; 102 Year 102: 0; 103 Year 103: 0; 104 Year 104: 0
[19 empty] | Customer willingness to pay | Input | £000s | 1 Year 1: 145.3114; 2 Year 2: 145.3114; 3 Year 3: 145.3114; 4 Year 4: 145.3114; 5 Year 5: 145.3114; 6 Year 6: 145.3114; 7 Year 7: 145.3114; 8 Year 8: 145.3114; 9 Year 9: 145.3114; 10 Year 10: 145.3114; 11 Year 11: 145.3114; 12 Year 12: 145.3114; 13 Year 13: 145.3114; 14 Year 14: 145.3114; 15 Year 15: 145.3114; 16 Year 16: 145.3114; 17 Year 17: 145.3114; 18 Year 18: 145.3114; 19 Year 19: 145.3114; 20 Year 20: 145.3114; 21 Year 21: 145.3114; 22 Year 22: 145.3114; 23 Year 23: 145.3114; 24 Year 24: 145.3114; 25 Year 25: 145.3114; 26 Year 26: 145.3114; 27 Year 27: 145.3114; 28 Year 28: 145.3114; 29 Year 29: 145.3114; 30 Year 30: 145.3114; 81 Year 81: 0; 82 Year 82: 0; 83 Year 83: 0; 84 Year 84: 0; 85 Year 85: 0; 86 Year 86: 0; 87 Year 87: 0; 88 Year 88: 0; 89 Year 89: 0; 90 Year 90: 0; 91 Year 91: 0; 92 Year 92: 0; 93 Year 93: 0; 94 Year 94: 0; 95 Year 95: 0; 96 Year 96: 0; 97 Year 97: 0; 98 Year 98: 0; 99 Year 99: 0; 100 Year 100: 0; 101 Year 101: 0; 102 Year 102: 0; 103 Year 103: 0; 104 Year 104: 0
[19 empty] | Total | Sum of above (excl WAFU) | £000s | 196.1239 | 146.7398 | 146.7398 | 146.7398 | 146.7398 | 146.7398 | 146.7398 | 146.7398 | 146.7398 | 146.7398 | 146.7398 | 146.7398 | 146.7398 | 146.7398 | 146.7398 | 146.7398 | 146.7398 | 146.7398 | 146.7398 | 146.7398 | 146.7398 | 146.7398 | 146.7398 | 146.7398 | 146.7398 | 146.7398 | 146.7398 | 146.7398 | 146.7398 | 146.7398 | 0 | 0 | 0 | 0 | 0 | 0 | 0 | 0 | 0 | 0 | 0 | 0 | 0 | 0 | 0 | 0 | 0 | 0 | 0 | 0 | 0 | 0 | 0 | 0 | 0 | 0 | 0 | 0 | 0 | 0 | 0 | 0 | 0 | 0 | 0 | 0 | 0 | 0 | 0 | 0 | 0 | 0 | 0 | 0 | 0 | 0 | 0 | 0 | 0 | 0 | 0 | 0 | 0 | 0 | 0 | 0 | 0 | 0 | 0 | 0 | 0 | 0 | 0 | 0 | 0 | 0 | 0 | 0 | 0 | 0 | 0 | 0 | 0 | 0
58.1x | TYLK RN07 | 8021 FE 80-90 | Mains repair | N | 2020-21 | Capacity | 1.4921e-05 | 0.10367 | 68.6903 | 0 | 0 | 0.0067227 | 2766.1132 | 2834.8102 | 66258.5801 | 2734455.2969 | 4 | 4 | Gains in WAFU / Savings in demand | Input | Ml/d | 1 Year 1: 1.4921e-05; 2 Year 2: 1.4921e-05; 3 Year 3: 1.4921e-05; 4 Year 4: 1.4921e-05; 5 Year 5: 1.4921e-05; 6 Year 6: 1.4921e-05; 7 Year 7: 1.4921e-05; 8 Year 8: 1.4921e-05; 9 Year 9: 1.4921e-05; 10 Year 10: 1.4921e-05; 11 Year 11: 1.4921e-05; 12 Year 12: 1.4921e-05; 13 Year 13: 1.4921e-05; 14 Year 14: 1.4921e-05; 15 Year 15: 1.4921e-05; 16 Year 16: 1.4921e-05; 17 Year 17: 1.4921e-05; 18 Year 18: 1.4921e-05; 19 Year 19: 1.4921e-05; 20 Year 20: 1.4921e-05; 21 Year 21: 1.4921e-05; 22 Year 22: 1.4921e-05; 23 Year 23: 1.4921e-05; 24 Year 24: 1.4921e-05; 25 Year 25: 1.4921e-05; 26 Year 26: 1.4921e-05; 27 Year 27: 1.4921e-05; 28 Year 28: 1.4921e-05; 29 Year 29: 1.4921e-05; 30 Year 30: 1.4921e-05; 81 Year 81: 0; 82 Year 82: 0; 83 Year 83: 0; 84 Year 84: 0; 85 Year 85: 0; 86 Year 86: 0; 87 Year 87: 0; 88 Year 88: 0; 89 Year 89: 0; 90 Year 90: 0; 91 Year 91: 0; 92 Year 92: 0; 93 Year 93: 0; 94 Year 94: 0; 95 Year 95: 0; 96 Year 96: 0; 97 Year 97: 0; 98 Year 98: 0; 99 Year 99: 0; 100 Year 100: 0; 101 Year 101: 0; 102 Year 102: 0; 103 Year 103: 0; 104 Year 104: 0
[19 empty] | Fixed capex | Input | £000s | 1 Year 1: 44.2581; 2 Year 2: 0; 3 Year 3: 0; 4 Year 4: 0; 5 Year 5: 0; 6 Year 6: 0; 7 Year 7: 0; 8 Year 8: 0; 9 Year 9: 0; 10 Year 10: 0; 11 Year 11: 0; 12 Year 12: 0; 13 Year 13: 0; 14 Year 14: 0; 15 Year 15: 0; 16 Year 16: 0; 17 Year 17: 0; 18 Year 18: 0; 19 Year 19: 0; 20 Year 20: 0; 21 Year 21: 0; 22 Year 22: 0; 23 Year 23: 0; 24 Year 24: 0; 25 Year 25: 0; 26 Year 26: 0; 27 Year 27: 0; 28 Year 28: 0; 29 Year 29: 0; 30 Year 30: 0; 81 Year 81: 0; 82 Year 82: 0; 83 Year 83: 0; 84 Year 84: 0; 85 Year 85: 0; 86 Year 86: 0; 87 Year 87: 0; 88 Year 88: 0; 89 Year 89: 0; 90 Year 90: 0; 91 Year 91: 0; 92 Year 92: 0; 93 Year 93: 0; 94 Year 94: 0; 95 Year 95: 0; 96 Year 96: 0; 97 Year 97: 0; 98 Year 98: 0; 99 Year 99: 0; 100 Year 100: 0; 101 Year 101: 0; 102 Year 102: 0; 103 Year 103: 0; 104 Year 104: 0
[19 empty] | Variable capex | Input | £000s | 1 Year 1: 0; 2 Year 2: 0; 3 Year 3: 0; 4 Year 4: 0; 5 Year 5: 0; 6 Year 6: 0; 7 Year 7: 0; 8 Year 8: 0; 9 Year 9: 0; 10 Year 10: 0; 11 Year 11: 0; 12 Year 12: 0; 13 Year 13: 0; 14 Year 14: 0; 15 Year 15: 0; 16 Year 16: 0; 17 Year 17: 0; 18 Year 18: 0; 19 Year 19: 0; 20 Year 20: 0; 21 Year 21: 0; 22 Year 22: 0; 23 Year 23: 0; 24 Year 24: 0; 25 Year 25: 0; 26 Year 26: 0; 27 Year 27: 0; 28 Year 28: 0; 29 Year 29: 0; 30 Year 30: 0; 81 Year 81: 0; 82 Year 82: 0; 83 Year 83: 0; 84 Year 84: 0; 85 Year 85: 0; 86 Year 86: 0; 87 Year 87: 0; 88 Year 88: 0; 89 Year 89: 0; 90 Year 90: 0; 91 Year 91: 0; 92 Year 92: 0; 93 Year 93: 0; 94 Year 94: 0; 95 Year 95: 0; 96 Year 96: 0; 97 Year 97: 0; 98 Year 98: 0; 99 Year 99: 0; 100 Year 100: 0; 101 Year 101: 0; 102 Year 102: 0; 103 Year 103: 0; 104 Year 104: 0
[19 empty] | Financing costs | Input | £000s | 1 Year 1: 1.2835; 2 Year 2: 1.2835; 3 Year 3: 1.2835; 4 Year 4: 1.2835; 5 Year 5: 1.2835; 6 Year 6: 1.2835; 7 Year 7: 1.2835; 8 Year 8: 1.2835; 9 Year 9: 1.2835; 10 Year 10: 1.2835; 11 Year 11: 1.2835; 12 Year 12: 1.2835; 13 Year 13: 1.2835; 14 Year 14: 1.2835; 15 Year 15: 1.2835; 16 Year 16: 1.2835; 17 Year 17: 1.2835; 18 Year 18: 1.2835; 19 Year 19: 1.2835; 20 Year 20: 1.2835; 21 Year 21: 1.2835; 22 Year 22: 1.2835; 23 Year 23: 1.2835; 24 Year 24: 1.2835; 25 Year 25: 1.2835; 26 Year 26: 1.2835; 27 Year 27: 1.2835; 28 Year 28: 1.2835; 29 Year 29: 1.2835; 30 Year 30: 1.2835
[19 empty] | Fixed opex | Input | £000s | 1 Year 1: 0; 2 Year 2: 0; 3 Year 3: 0; 4 Year 4: 0; 5 Year 5: 0; 6 Year 6: 0; 7 Year 7: 0; 8 Year 8: 0; 9 Year 9: 0; 10 Year 10: 0; 11 Year 11: 0; 12 Year 12: 0; 13 Year 13: 0; 14 Year 14: 0; 15 Year 15: 0; 16 Year 16: 0; 17 Year 17: 0; 18 Year 18: 0; 19 Year 19: 0; 20 Year 20: 0; 21 Year 21: 0; 22 Year 22: 0; 23 Year 23: 0; 24 Year 24: 0; 25 Year 25: 0; 26 Year 26: 0; 27 Year 27: 0; 28 Year 28: 0; 29 Year 29: 0; 30 Year 30: 0; 81 Year 81: 0; 82 Year 82: 0; 83 Year 83: 0; 84 Year 84: 0; 85 Year 85: 0; 86 Year 86: 0; 87 Year 87: 0; 88 Year 88: 0; 89 Year 89: 0; 90 Year 90: 0; 91 Year 91: 0; 92 Year 92: 0; 93 Year 93: 0; 94 Year 94: 0; 95 Year 95: 0; 96 Year 96: 0; 97 Year 97: 0; 98 Year 98: 0; 99 Year 99: 0; 100 Year 100: 0; 101 Year 101: 0; 102 Year 102: 0; 103 Year 103: 0; 104 Year 104: 0
[19 empty] | Variable opex | Input | £000s | 1 Year 1: 0; 2 Year 2: 0; 3 Year 3: 0; 4 Year 4: 0; 5 Year 5: 0; 6 Year 6: 0; 7 Year 7: 0; 8 Year 8: 0; 9 Year 9: 0; 10 Year 10: 0; 11 Year 11: 0; 12 Year 12: 0; 13 Year 13: 0; 14 Year 14: 0; 15 Year 15: 0; 16 Year 16: 0; 17 Year 17: 0; 18 Year 18: 0; 19 Year 19: 0; 20 Year 20: 0; 21 Year 21: 0; 22 Year 22: 0; 23 Year 23: 0; 24 Year 24: 0; 25 Year 25: 0; 26 Year 26: 0; 27 Year 27: 0; 28 Year 28: 0; 29 Year 29: 0; 30 Year 30: 0; 81 Year 81: 0; 82 Year 82: 0; 83 Year 83: 0; 84 Year 84: 0; 85 Year 85: 0; 86 Year 86: 0; 87 Year 87: 0; 88 Year 88: 0; 89 Year 89: 0; 90 Year 90: 0; 91 Year 91: 0; 92 Year 92: 0; 93 Year 93: 0; 94 Year 94: 0; 95 Year 95: 0; 96 Year 96: 0; 97 Year 97: 0; 98 Year 98: 0; 99 Year 99: 0; 100 Year 100: 0; 101 Year 101: 0; 102 Year 102: 0; 103 Year 103: 0; 104 Year 104: 0
[19 empty] | Opex savings | Input | £000s | 1 Year 1: 0; 2 Year 2: 0; 3 Year 3: 0; 4 Year 4: 0; 5 Year 5: 0; 6 Year 6: 0; 7 Year 7: 0; 8 Year 8: 0; 9 Year 9: 0; 10 Year 10: 0; 11 Year 11: 0; 12 Year 12: 0; 13 Year 13: 0; 14 Year 14: 0; 15 Year 15: 0; 16 Year 16: 0; 17 Year 17: 0; 18 Year 18: 0; 19 Year 19: 0; 20 Year 20: 0; 21 Year 21: 0; 22 Year 22: 0; 23 Year 23: 0; 24 Year 24: 0; 25 Year 25: 0; 26 Year 26: 0; 27 Year 27: 0; 28 Year 28: 0; 29 Year 29: 0; 30 Year 30: 0; 81 Year 81: 0; 82 Year 82: 0; 83 Year 83: 0; 84 Year 84: 0; 85 Year 85: 0; 86 Year 86: 0; 87 Year 87: 0; 88 Year 88: 0; 89 Year 89: 0; 90 Year 90: 0; 91 Year 91: 0; 92 Year 92: 0; 93 Year 93: 0; 94 Year 94: 0; 95 Year 95: 0; 96 Year 96: 0; 97 Year 97: 0; 98 Year 98: 0; 99 Year 99: 0; 100 Year 100: 0; 101 Year 101: 0; 102 Year 102: 0; 103 Year 103: 0; 104 Year 104: 0
[19 empty] | Fixed env & social | Input | £000s | 1 Year 1: 0; 2 Year 2: 0; 3 Year 3: 0; 4 Year 4: 0; 5 Year 5: 0; 6 Year 6: 0; 7 Year 7: 0; 8 Year 8: 0; 9 Year 9: 0; 10 Year 10: 0; 11 Year 11: 0; 12 Year 12: 0; 13 Year 13: 0; 14 Year 14: 0; 15 Year 15: 0; 16 Year 16: 0; 17 Year 17: 0; 18 Year 18: 0; 19 Year 19: 0; 20 Year 20: 0; 21 Year 21: 0; 22 Year 22: 0; 23 Year 23: 0; 24 Year 24: 0; 25 Year 25: 0; 26 Year 26: 0; 27 Year 27: 0; 28 Year 28: 0; 29 Year 29: 0; 30 Year 30: 0; 81 Year 81: 0; 82 Year 82: 0; 83 Year 83: 0; 84 Year 84: 0; 85 Year 85: 0; 86 Year 86: 0; 87 Year 87: 0; 88 Year 88: 0; 89 Year 89: 0; 90 Year 90: 0; 91 Year 91: 0; 92 Year 92: 0; 93 Year 93: 0; 94 Year 94: 0; 95 Year 95: 0; 96 Year 96: 0; 97 Year 97: 0; 98 Year 98: 0; 99 Year 99: 0; 100 Year 100: 0; 101 Year 101: 0; 102 Year 102: 0; 103 Year 103: 0; 104 Year 104: 0
[19 empty] | Variable env & social | Input | £000s | 1 Year 1: 0; 2 Year 2: 0; 3 Year 3: 0; 4 Year 4: 0; 5 Year 5: 0; 6 Year 6: 0; 7 Year 7: 0; 8 Year 8: 0; 9 Year 9: 0; 10 Year 10: 0; 11 Year 11: 0; 12 Year 12: 0; 13 Year 13: 0; 14 Year 14: 0; 15 Year 15: 0; 16 Year 16: 0; 17 Year 17: 0; 18 Year 18: 0; 19 Year 19: 0; 20 Year 20: 0; 21 Year 21: 0; 22 Year 22: 0; 23 Year 23: 0; 24 Year 24: 0; 25 Year 25: 0; 26 Year 26: 0; 27 Year 27: 0; 28 Year 28: 0; 29 Year 29: 0; 30 Year 30: 0; 81 Year 81: 0; 82 Year 82: 0; 83 Year 83: 0; 84 Year 84: 0; 85 Year 85: 0; 86 Year 86: 0; 87 Year 87: 0; 88 Year 88: 0; 89 Year 89: 0; 90 Year 90: 0; 91 Year 91: 0; 92 Year 92: 0; 93 Year 93: 0; 94 Year 94: 0; 95 Year 95: 0; 96 Year 96: 0; 97 Year 97: 0; 98 Year 98: 0; 99 Year 99: 0; 100 Year 100: 0; 101 Year 101: 0; 102 Year 102: 0; 103 Year 103: 0; 104 Year 104: 0
[19 empty] | Fixed carbon costs | Input | £000s | 1 Year 1: 0.0067227; 2 Year 2: 0; 3 Year 3: 0; 4 Year 4: 0; 5 Year 5: 0; 6 Year 6: 0; 7 Year 7: 0; 8 Year 8: 0; 9 Year 9: 0; 10 Year 10: 0; 11 Year 11: 0; 12 Year 12: 0; 13 Year 13: 0; 14 Year 14: 0; 15 Year 15: 0; 16 Year 16: 0; 17 Year 17: 0; 18 Year 18: 0; 19 Year 19: 0; 20 Year 20: 0; 21 Year 21: 0; 22 Year 22: 0; 23 Year 23: 0; 24 Year 24: 0; 25 Year 25: 0; 26 Year 26: 0; 27 Year 27: 0; 28 Year 28: 0; 29 Year 29: 0; 30 Year 30: 0; 81 Year 81: 0; 82 Year 82: 0; 83 Year 83: 0; 84 Year 84: 0; 85 Year 85: 0; 86 Year 86: 0; 87 Year 87: 0; 88 Year 88: 0; 89 Year 89: 0; 90 Year 90: 0; 91 Year 91: 0; 92 Year 92: 0; 93 Year 93: 0; 94 Year 94: 0; 95 Year 95: 0; 96 Year 96: 0; 97 Year 97: 0; 98 Year 98: 0; 99 Year 99: 0; 100 Year 100: 0; 101 Year 101: 0; 102 Year 102: 0; 103 Year 103: 0; 104 Year 104: 0
[19 empty] | Variable carbon costs | Input | £000s | 1 Year 1: 0; 2 Year 2: 0; 3 Year 3: 0; 4 Year 4: 0; 5 Year 5: 0; 6 Year 6: 0; 7 Year 7: 0; 8 Year 8: 0; 9 Year 9: 0; 10 Year 10: 0; 11 Year 11: 0; 12 Year 12: 0; 13 Year 13: 0; 14 Year 14: 0; 15 Year 15: 0; 16 Year 16: 0; 17 Year 17: 0; 18 Year 18: 0; 19 Year 19: 0; 20 Year 20: 0; 21 Year 21: 0; 22 Year 22: 0; 23 Year 23: 0; 24 Year 24: 0; 25 Year 25: 0; 26 Year 26: 0; 27 Year 27: 0; 28 Year 28: 0; 29 Year 29: 0; 30 Year 30: 0; 81 Year 81: 0; 82 Year 82: 0; 83 Year 83: 0; 84 Year 84: 0; 85 Year 85: 0; 86 Year 86: 0; 87 Year 87: 0; 88 Year 88: 0; 89 Year 89: 0; 90 Year 90: 0; 91 Year 91: 0; 92 Year 92: 0; 93 Year 93: 0; 94 Year 94: 0; 95 Year 95: 0; 96 Year 96: 0; 97 Year 97: 0; 98 Year 98: 0; 99 Year 99: 0; 100 Year 100: 0; 101 Year 101: 0; 102 Year 102: 0; 103 Year 103: 0; 104 Year 104: 0
[19 empty] | Customer willingness to pay | Input | £000s | 1 Year 1: 145.3114; 2 Year 2: 145.3114; 3 Year 3: 145.3114; 4 Year 4: 145.3114; 5 Year 5: 145.3114; 6 Year 6: 145.3114; 7 Year 7: 145.3114; 8 Year 8: 145.3114; 9 Year 9: 145.3114; 10 Year 10: 145.3114; 11 Year 11: 145.3114; 12 Year 12: 145.3114; 13 Year 13: 145.3114; 14 Year 14: 145.3114; 15 Year 15: 145.3114; 16 Year 16: 145.3114; 17 Year 17: 145.3114; 18 Year 18: 145.3114; 19 Year 19: 145.3114; 20 Year 20: 145.3114; 21 Year 21: 145.3114; 22 Year 22: 145.3114; 23 Year 23: 145.3114; 24 Year 24: 145.3114; 25 Year 25: 145.3114; 26 Year 26: 145.3114; 27 Year 27: 145.3114; 28 Year 28: 145.3114; 29 Year 29: 145.3114; 30 Year 30: 145.3114; 81 Year 81: 0; 82 Year 82: 0; 83 Year 83: 0; 84 Year 84: 0; 85 Year 85: 0; 86 Year 86: 0; 87 Year 87: 0; 88 Year 88: 0; 89 Year 89: 0; 90 Year 90: 0; 91 Year 91: 0; 92 Year 92: 0; 93 Year 93: 0; 94 Year 94: 0; 95 Year 95: 0; 96 Year 96: 0; 97 Year 97: 0; 98 Year 98: 0; 99 Year 99: 0; 100 Year 100: 0; 101 Year 101: 0; 102 Year 102: 0; 103 Year 103: 0; 104 Year 104: 0
[19 empty] | Total | Sum of above (excl WAFU) | £000s | 190.8597 | 146.5948 | 146.5948 | 146.5948 | 146.5948 | 146.5948 | 146.5948 | 146.5948 | 146.5948 | 146.5948 | 146.5948 | 146.5948 | 146.5948 | 146.5948 | 146.5948 | 146.5948 | 146.5948 | 146.5948 | 146.5948 | 146.5948 | 146.5948 | 146.5948 | 146.5948 | 146.5948 | 146.5948 | 146.5948 | 146.5948 | 146.5948 | 146.5948 | 146.5948 | 0 | 0 | 0 | 0 | 0 | 0 | 0 | 0 | 0 | 0 | 0 | 0 | 0 | 0 | 0 | 0 | 0 | 0 | 0 | 0 | 0 | 0 | 0 | 0 | 0 | 0 | 0 | 0 | 0 | 0 | 0 | 0 | 0 | 0 | 0 | 0 | 0 | 0 | 0 | 0 | 0 | 0 | 0 | 0 | 0 | 0 | 0 | 0 | 0 | 0 | 0 | 0 | 0 | 0 | 0 | 0 | 0 | 0 | 0 | 0 | 0 | 0 | 0 | 0 | 0 | 0 | 0 | 0 | 0 | 0 | 0 | 0 | 0 | 0
58.1x | TYLK RN06 | 8021 AC 20-30 | Mains repair | N | 2020-21 | Capacity | 2.622e-05 | 0.18218 | 72.0957 | 0 | 0 | 0.059857 | 2766.1132 | 2838.2687 | 39573.6128 | 1557937.2153 | 4 | 4 | Gains in WAFU / Savings in demand | Input | Ml/d | 1 Year 1: 2.622e-05; 2 Year 2: 2.622e-05; 3 Year 3: 2.622e-05; 4 Year 4: 2.622e-05; 5 Year 5: 2.622e-05; 6 Year 6: 2.622e-05; 7 Year 7: 2.622e-05; 8 Year 8: 2.622e-05; 9 Year 9: 2.622e-05; 10 Year 10: 2.622e-05; 11 Year 11: 2.622e-05; 12 Year 12: 2.622e-05; 13 Year 13: 2.622e-05; 14 Year 14: 2.622e-05; 15 Year 15: 2.622e-05; 16 Year 16: 2.622e-05; 17 Year 17: 2.622e-05; 18 Year 18: 2.622e-05; 19 Year 19: 2.622e-05; 20 Year 20: 2.622e-05; 21 Year 21: 2.622e-05; 22 Year 22: 2.622e-05; 23 Year 23: 2.622e-05; 24 Year 24: 2.622e-05; 25 Year 25: 2.622e-05; 26 Year 26: 2.622e-05; 27 Year 27: 2.622e-05; 28 Year 28: 2.622e-05; 29 Year 29: 2.622e-05; 30 Year 30: 2.622e-05; 81 Year 81: 0; 82 Year 82: 0; 83 Year 83: 0; 84 Year 84: 0; 85 Year 85: 0; 86 Year 86: 0; 87 Year 87: 0; 88 Year 88: 0; 89 Year 89: 0; 90 Year 90: 0; 91 Year 91: 0; 92 Year 92: 0; 93 Year 93: 0; 94 Year 94: 0; 95 Year 95: 0; 96 Year 96: 0; 97 Year 97: 0; 98 Year 98: 0; 99 Year 99: 0; 100 Year 100: 0; 101 Year 101: 0; 102 Year 102: 0; 103 Year 103: 0; 104 Year 104: 0
[19 empty] | Fixed capex | Input | £000s | 1 Year 1: 46.4523; 2 Year 2: 0; 3 Year 3: 0; 4 Year 4: 0; 5 Year 5: 0; 6 Year 6: 0; 7 Year 7: 0; 8 Year 8: 0; 9 Year 9: 0; 10 Year 10: 0; 11 Year 11: 0; 12 Year 12: 0; 13 Year 13: 0; 14 Year 14: 0; 15 Year 15: 0; 16 Year 16: 0; 17 Year 17: 0; 18 Year 18: 0; 19 Year 19: 0; 20 Year 20: 0; 21 Year 21: 0; 22 Year 22: 0; 23 Year 23: 0; 24 Year 24: 0; 25 Year 25: 0; 26 Year 26: 0; 27 Year 27: 0; 28 Year 28: 0; 29 Year 29: 0; 30 Year 30: 0; 81 Year 81: 0; 82 Year 82: 0; 83 Year 83: 0; 84 Year 84: 0; 85 Year 85: 0; 86 Year 86: 0; 87 Year 87: 0; 88 Year 88: 0; 89 Year 89: 0; 90 Year 90: 0; 91 Year 91: 0; 92 Year 92: 0; 93 Year 93: 0; 94 Year 94: 0; 95 Year 95: 0; 96 Year 96: 0; 97 Year 97: 0; 98 Year 98: 0; 99 Year 99: 0; 100 Year 100: 0; 101 Year 101: 0; 102 Year 102: 0; 103 Year 103: 0; 104 Year 104: 0
[19 empty] | Variable capex | Input | £000s | 1 Year 1: 0; 2 Year 2: 0; 3 Year 3: 0; 4 Year 4: 0; 5 Year 5: 0; 6 Year 6: 0; 7 Year 7: 0; 8 Year 8: 0; 9 Year 9: 0; 10 Year 10: 0; 11 Year 11: 0; 12 Year 12: 0; 13 Year 13: 0; 14 Year 14: 0; 15 Year 15: 0; 16 Year 16: 0; 17 Year 17: 0; 18 Year 18: 0; 19 Year 19: 0; 20 Year 20: 0; 21 Year 21: 0; 22 Year 22: 0; 23 Year 23: 0; 24 Year 24: 0; 25 Year 25: 0; 26 Year 26: 0; 27 Year 27: 0; 28 Year 28: 0; 29 Year 29: 0; 30 Year 30: 0; 81 Year 81: 0; 82 Year 82: 0; 83 Year 83: 0; 84 Year 84: 0; 85 Year 85: 0; 86 Year 86: 0; 87 Year 87: 0; 88 Year 88: 0; 89 Year 89: 0; 90 Year 90: 0; 91 Year 91: 0; 92 Year 92: 0; 93 Year 93: 0; 94 Year 94: 0; 95 Year 95: 0; 96 Year 96: 0; 97 Year 97: 0; 98 Year 98: 0; 99 Year 99: 0; 100 Year 100: 0; 101 Year 101: 0; 102 Year 102: 0; 103 Year 103: 0; 104 Year 104: 0
[19 empty] | Financing costs | Input | £000s | 1 Year 1: 1.3471; 2 Year 2: 1.3471; 3 Year 3: 1.3471; 4 Year 4: 1.3471; 5 Year 5: 1.3471; 6 Year 6: 1.3471; 7 Year 7: 1.3471; 8 Year 8: 1.3471; 9 Year 9: 1.3471; 10 Year 10: 1.3471; 11 Year 11: 1.3471; 12 Year 12: 1.3471; 13 Year 13: 1.3471; 14 Year 14: 1.3471; 15 Year 15: 1.3471; 16 Year 16: 1.3471; 17 Year 17: 1.3471; 18 Year 18: 1.3471; 19 Year 19: 1.3471; 20 Year 20: 1.3471; 21 Year 21: 1.3471; 22 Year 22: 1.3471; 23 Year 23: 1.3471; 24 Year 24: 1.3471; 25 Year 25: 1.3471; 26 Year 26: 1.3471; 27 Year 27: 1.3471; 28 Year 28: 1.3471; 29 Year 29: 1.3471; 30 Year 30: 1.3471
[19 empty] | Fixed opex | Input | £000s | 1 Year 1: 0; 2 Year 2: 0; 3 Year 3: 0; 4 Year 4: 0; 5 Year 5: 0; 6 Year 6: 0; 7 Year 7: 0; 8 Year 8: 0; 9 Year 9: 0; 10 Year 10: 0; 11 Year 11: 0; 12 Year 12: 0; 13 Year 13: 0; 14 Year 14: 0; 15 Year 15: 0; 16 Year 16: 0; 17 Year 17: 0; 18 Year 18: 0; 19 Year 19: 0; 20 Year 20: 0; 21 Year 21: 0; 22 Year 22: 0; 23 Year 23: 0; 24 Year 24: 0; 25 Year 25: 0; 26 Year 26: 0; 27 Year 27: 0; 28 Year 28: 0; 29 Year 29: 0; 30 Year 30: 0; 81 Year 81: 0; 82 Year 82: 0; 83 Year 83: 0; 84 Year 84: 0; 85 Year 85: 0; 86 Year 86: 0; 87 Year 87: 0; 88 Year 88: 0; 89 Year 89: 0; 90 Year 90: 0; 91 Year 91: 0; 92 Year 92: 0; 93 Year 93: 0; 94 Year 94: 0; 95 Year 95: 0; 96 Year 96: 0; 97 Year 97: 0; 98 Year 98: 0; 99 Year 99: 0; 100 Year 100: 0; 101 Year 101: 0; 102 Year 102: 0; 103 Year 103: 0; 104 Year 104: 0
[19 empty] | Variable opex | Input | £000s | 1 Year 1: 0; 2 Year 2: 0; 3 Year 3: 0; 4 Year 4: 0; 5 Year 5: 0; 6 Year 6: 0; 7 Year 7: 0; 8 Year 8: 0; 9 Year 9: 0; 10 Year 10: 0; 11 Year 11: 0; 12 Year 12: 0; 13 Year 13: 0; 14 Year 14: 0; 15 Year 15: 0; 16 Year 16: 0; 17 Year 17: 0; 18 Year 18: 0; 19 Year 19: 0; 20 Year 20: 0; 21 Year 21: 0; 22 Year 22: 0; 23 Year 23: 0; 24 Year 24: 0; 25 Year 25: 0; 26 Year 26: 0; 27 Year 27: 0; 28 Year 28: 0; 29 Year 29: 0; 30 Year 30: 0; 81 Year 81: 0; 82 Year 82: 0; 83 Year 83: 0; 84 Year 84: 0; 85 Year 85: 0; 86 Year 86: 0; 87 Year 87: 0; 88 Year 88: 0; 89 Year 89: 0; 90 Year 90: 0; 91 Year 91: 0; 92 Year 92: 0; 93 Year 93: 0; 94 Year 94: 0; 95 Year 95: 0; 96 Year 96: 0; 97 Year 97: 0; 98 Year 98: 0; 99 Year 99: 0; 100 Year 100: 0; 101 Year 101: 0; 102 Year 102: 0; 103 Year 103: 0; 104 Year 104: 0
[19 empty] | Opex savings | Input | £000s | 1 Year 1: 0; 2 Year 2: 0; 3 Year 3: 0; 4 Year 4: 0; 5 Year 5: 0; 6 Year 6: 0; 7 Year 7: 0; 8 Year 8: 0; 9 Year 9: 0; 10 Year 10: 0; 11 Year 11: 0; 12 Year 12: 0; 13 Year 13: 0; 14 Year 14: 0; 15 Year 15: 0; 16 Year 16: 0; 17 Year 17: 0; 18 Year 18: 0; 19 Year 19: 0; 20 Year 20: 0; 21 Year 21: 0; 22 Year 22: 0; 23 Year 23: 0; 24 Year 24: 0; 25 Year 25: 0; 26 Year 26: 0; 27 Year 27: 0; 28 Year 28: 0; 29 Year 29: 0; 30 Year 30: 0; 81 Year 81: 0; 82 Year 82: 0; 83 Year 83: 0; 84 Year 84: 0; 85 Year 85: 0; 86 Year 86: 0; 87 Year 87: 0; 88 Year 88: 0; 89 Year 89: 0; 90 Year 90: 0; 91 Year 91: 0; 92 Year 92: 0; 93 Year 93: 0; 94 Year 94: 0; 95 Year 95: 0; 96 Year 96: 0; 97 Year 97: 0; 98 Year 98: 0; 99 Year 99: 0; 100 Year 100: 0; 101 Year 101: 0; 102 Year 102: 0; 103 Year 103: 0; 104 Year 104: 0
[19 empty] | Fixed env & social | Input | £000s | 1 Year 1: 0; 2 Year 2: 0; 3 Year 3: 0; 4 Year 4: 0; 5 Year 5: 0; 6 Year 6: 0; 7 Year 7: 0; 8 Year 8: 0; 9 Year 9: 0; 10 Year 10: 0; 11 Year 11: 0; 12 Year 12: 0; 13 Year 13: 0; 14 Year 14: 0; 15 Year 15: 0; 16 Year 16: 0; 17 Year 17: 0; 18 Year 18: 0; 19 Year 19: 0; 20 Year 20: 0; 21 Year 21: 0; 22 Year 22: 0; 23 Year 23: 0; 24 Year 24: 0; 25 Year 25: 0; 26 Year 26: 0; 27 Year 27: 0; 28 Year 28: 0; 29 Year 29: 0; 30 Year 30: 0; 81 Year 81: 0; 82 Year 82: 0; 83 Year 83: 0; 84 Year 84: 0; 85 Year 85: 0; 86 Year 86: 0; 87 Year 87: 0; 88 Year 88: 0; 89 Year 89: 0; 90 Year 90: 0; 91 Year 91: 0; 92 Year 92: 0; 93 Year 93: 0; 94 Year 94: 0; 95 Year 95: 0; 96 Year 96: 0; 97 Year 97: 0; 98 Year 98: 0; 99 Year 99: 0; 100 Year 100: 0; 101 Year 101: 0; 102 Year 102: 0; 103 Year 103: 0; 104 Year 104: 0
[19 empty] | Variable env & social | Input | £000s | 1 Year 1: 0; 2 Year 2: 0; 3 Year 3: 0; 4 Year 4: 0; 5 Year 5: 0; 6 Year 6: 0; 7 Year 7: 0; 8 Year 8: 0; 9 Year 9: 0; 10 Year 10: 0; 11 Year 11: 0; 12 Year 12: 0; 13 Year 13: 0; 14 Year 14: 0; 15 Year 15: 0; 16 Year 16: 0; 17 Year 17: 0; 18 Year 18: 0; 19 Year 19: 0; 20 Year 20: 0; 21 Year 21: 0; 22 Year 22: 0; 23 Year 23: 0; 24 Year 24: 0; 25 Year 25: 0; 26 Year 26: 0; 27 Year 27: 0; 28 Year 28: 0; 29 Year 29: 0; 30 Year 30: 0; 81 Year 81: 0; 82 Year 82: 0; 83 Year 83: 0; 84 Year 84: 0; 85 Year 85: 0; 86 Year 86: 0; 87 Year 87: 0; 88 Year 88: 0; 89 Year 89: 0; 90 Year 90: 0; 91 Year 91: 0; 92 Year 92: 0; 93 Year 93: 0; 94 Year 94: 0; 95 Year 95: 0; 96 Year 96: 0; 97 Year 97: 0; 98 Year 98: 0; 99 Year 99: 0; 100 Year 100: 0; 101 Year 101: 0; 102 Year 102: 0; 103 Year 103: 0; 104 Year 104: 0
[19 empty] | Fixed carbon costs | Input | £000s | 1 Year 1: 0.059857; 2 Year 2: 0; 3 Year 3: 0; 4 Year 4: 0; 5 Year 5: 0; 6 Year 6: 0; 7 Year 7: 0; 8 Year 8: 0; 9 Year 9: 0; 10 Year 10: 0; 11 Year 11: 0; 12 Year 12: 0; 13 Year 13: 0; 14 Year 14: 0; 15 Year 15: 0; 16 Year 16: 0; 17 Year 17: 0; 18 Year 18: 0; 19 Year 19: 0; 20 Year 20: 0; 21 Year 21: 0; 22 Year 22: 0; 23 Year 23: 0; 24 Year 24: 0; 25 Year 25: 0; 26 Year 26: 0; 27 Year 27: 0; 28 Year 28: 0; 29 Year 29: 0; 30 Year 30: 0; 81 Year 81: 0; 82 Year 82: 0; 83 Year 83: 0; 84 Year 84: 0; 85 Year 85: 0; 86 Year 86: 0; 87 Year 87: 0; 88 Year 88: 0; 89 Year 89: 0; 90 Year 90: 0; 91 Year 91: 0; 92 Year 92: 0; 93 Year 93: 0; 94 Year 94: 0; 95 Year 95: 0; 96 Year 96: 0; 97 Year 97: 0; 98 Year 98: 0; 99 Year 99: 0; 100 Year 100: 0; 101 Year 101: 0; 102 Year 102: 0; 103 Year 103: 0; 104 Year 104: 0
[19 empty] | Variable carbon costs | Input | £000s | 1 Year 1: 0; 2 Year 2: 0; 3 Year 3: 0; 4 Year 4: 0; 5 Year 5: 0; 6 Year 6: 0; 7 Year 7: 0; 8 Year 8: 0; 9 Year 9: 0; 10 Year 10: 0; 11 Year 11: 0; 12 Year 12: 0; 13 Year 13: 0; 14 Year 14: 0; 15 Year 15: 0; 16 Year 16: 0; 17 Year 17: 0; 18 Year 18: 0; 19 Year 19: 0; 20 Year 20: 0; 21 Year 21: 0; 22 Year 22: 0; 23 Year 23: 0; 24 Year 24: 0; 25 Year 25: 0; 26 Year 26: 0; 27 Year 27: 0; 28 Year 28: 0; 29 Year 29: 0; 30 Year 30: 0; 81 Year 81: 0; 82 Year 82: 0; 83 Year 83: 0; 84 Year 84: 0; 85 Year 85: 0; 86 Year 86: 0; 87 Year 87: 0; 88 Year 88: 0; 89 Year 89: 0; 90 Year 90: 0; 91 Year 91: 0; 92 Year 92: 0; 93 Year 93: 0; 94 Year 94: 0; 95 Year 95: 0; 96 Year 96: 0; 97 Year 97: 0; 98 Year 98: 0; 99 Year 99: 0; 100 Year 100: 0; 101 Year 101: 0; 102 Year 102: 0; 103 Year 103: 0; 104 Year 104: 0
[19 empty] | Customer willingness to pay | Input | £000s | 1 Year 1: 145.3114; 2 Year 2: 145.3114; 3 Year 3: 145.3114; 4 Year 4: 145.3114; 5 Year 5: 145.3114; 6 Year 6: 145.3114; 7 Year 7: 145.3114; 8 Year 8: 145.3114; 9 Year 9: 145.3114; 10 Year 10: 145.3114; 11 Year 11: 145.3114; 12 Year 12: 145.3114; 13 Year 13: 145.3114; 14 Year 14: 145.3114; 15 Year 15: 145.3114; 16 Year 16: 145.3114; 17 Year 17: 145.3114; 18 Year 18: 145.3114; 19 Year 19: 145.3114; 20 Year 20: 145.3114; 21 Year 21: 145.3114; 22 Year 22: 145.3114; 23 Year 23: 145.3114; 24 Year 24: 145.3114; 25 Year 25: 145.3114; 26 Year 26: 145.3114; 27 Year 27: 145.3114; 28 Year 28: 145.3114; 29 Year 29: 145.3114; 30 Year 30: 145.3114; 81 Year 81: 0; 82 Year 82: 0; 83 Year 83: 0; 84 Year 84: 0; 85 Year 85: 0; 86 Year 86: 0; 87 Year 87: 0; 88 Year 88: 0; 89 Year 89: 0; 90 Year 90: 0; 91 Year 91: 0; 92 Year 92: 0; 93 Year 93: 0; 94 Year 94: 0; 95 Year 95: 0; 96 Year 96: 0; 97 Year 97: 0; 98 Year 98: 0; 99 Year 99: 0; 100 Year 100: 0; 101 Year 101: 0; 102 Year 102: 0; 103 Year 103: 0; 104 Year 104: 0
[19 empty] | Total | Sum of above (excl WAFU) | £000s | 193.1706 | 146.6585 | 146.6585 | 146.6585 | 146.6585 | 146.6585 | 146.6585 | 146.6585 | 146.6585 | 146.6585 | 146.6585 | 146.6585 | 146.6585 | 146.6585 | 146.6585 | 146.6585 | 146.6585 | 146.6585 | 146.6585 | 146.6585 | 146.6585 | 146.6585 | 146.6585 | 146.6585 | 146.6585 | 146.6585 | 146.6585 | 146.6585 | 146.6585 | 146.6585 | 0 | 0 | 0 | 0 | 0 | 0 | 0 | 0 | 0 | 0 | 0 | 0 | 0 | 0 | 0 | 0 | 0 | 0 | 0 | 0 | 0 | 0 | 0 | 0 | 0 | 0 | 0 | 0 | 0 | 0 | 0 | 0 | 0 | 0 | 0 | 0 | 0 | 0 | 0 | 0 | 0 | 0 | 0 | 0 | 0 | 0 | 0 | 0 | 0 | 0 | 0 | 0 | 0 | 0 | 0 | 0 | 0 | 0 | 0 | 0 | 0 | 0 | 0 | 0 | 0 | 0 | 0 | 0 | 0 | 0 | 0 | 0 | 0 | 0
58.1x | TYLK RN05 | 8021 FE 60-70 | Mains repair | N | 2020-21 | Capacity | 3.5006e-05 | 0.24323 | 71.3235 | 0 | 0 | 0.020279 | 2766.1132 | 2837.4569 | 29324.0287 | 1166595.9947 | 4 | 4 | Gains in WAFU / Savings in demand | Input | Ml/d | 1 Year 1: 3.5006e-05; 2 Year 2: 3.5006e-05; 3 Year 3: 3.5006e-05; 4 Year 4: 3.5006e-05; 5 Year 5: 3.5006e-05; 6 Year 6: 3.5006e-05; 7 Year 7: 3.5006e-05; 8 Year 8: 3.5006e-05; 9 Year 9: 3.5006e-05; 10 Year 10: 3.5006e-05; 11 Year 11: 3.5006e-05; 12 Year 12: 3.5006e-05; 13 Year 13: 3.5006e-05; 14 Year 14: 3.5006e-05; 15 Year 15: 3.5006e-05; 16 Year 16: 3.5006e-05; 17 Year 17: 3.5006e-05; 18 Year 18: 3.5006e-05; 19 Year 19: 3.5006e-05; 20 Year 20: 3.5006e-05; 21 Year 21: 3.5006e-05; 22 Year 22: 3.5006e-05; 23 Year 23: 3.5006e-05; 24 Year 24: 3.5006e-05; 25 Year 25: 3.5006e-05; 26 Year 26: 3.5006e-05; 27 Year 27: 3.5006e-05; 28 Year 28: 3.5006e-05; 29 Year 29: 3.5006e-05; 30 Year 30: 3.5006e-05; 81 Year 81: 0; 82 Year 82: 0; 83 Year 83: 0; 84 Year 84: 0; 85 Year 85: 0; 86 Year 86: 0; 87 Year 87: 0; 88 Year 88: 0; 89 Year 89: 0; 90 Year 90: 0; 91 Year 91: 0; 92 Year 92: 0; 93 Year 93: 0; 94 Year 94: 0; 95 Year 95: 0; 96 Year 96: 0; 97 Year 97: 0; 98 Year 98: 0; 99 Year 99: 0; 100 Year 100: 0; 101 Year 101: 0; 102 Year 102: 0; 103 Year 103: 0; 104 Year 104: 0
[19 empty] | Fixed capex | Input | £000s | 1 Year 1: 45.9547; 2 Year 2: 0; 3 Year 3: 0; 4 Year 4: 0; 5 Year 5: 0; 6 Year 6: 0; 7 Year 7: 0; 8 Year 8: 0; 9 Year 9: 0; 10 Year 10: 0; 11 Year 11: 0; 12 Year 12: 0; 13 Year 13: 0; 14 Year 14: 0; 15 Year 15: 0; 16 Year 16: 0; 17 Year 17: 0; 18 Year 18: 0; 19 Year 19: 0; 20 Year 20: 0; 21 Year 21: 0; 22 Year 22: 0; 23 Year 23: 0; 24 Year 24: 0; 25 Year 25: 0; 26 Year 26: 0; 27 Year 27: 0; 28 Year 28: 0; 29 Year 29: 0; 30 Year 30: 0; 81 Year 81: 0; 82 Year 82: 0; 83 Year 83: 0; 84 Year 84: 0; 85 Year 85: 0; 86 Year 86: 0; 87 Year 87: 0; 88 Year 88: 0; 89 Year 89: 0; 90 Year 90: 0; 91 Year 91: 0; 92 Year 92: 0; 93 Year 93: 0; 94 Year 94: 0; 95 Year 95: 0; 96 Year 96: 0; 97 Year 97: 0; 98 Year 98: 0; 99 Year 99: 0; 100 Year 100: 0; 101 Year 101: 0; 102 Year 102: 0; 103 Year 103: 0; 104 Year 104: 0
[19 empty] | Variable capex | Input | £000s | 1 Year 1: 0; 2 Year 2: 0; 3 Year 3: 0; 4 Year 4: 0; 5 Year 5: 0; 6 Year 6: 0; 7 Year 7: 0; 8 Year 8: 0; 9 Year 9: 0; 10 Year 10: 0; 11 Year 11: 0; 12 Year 12: 0; 13 Year 13: 0; 14 Year 14: 0; 15 Year 15: 0; 16 Year 16: 0; 17 Year 17: 0; 18 Year 18: 0; 19 Year 19: 0; 20 Year 20: 0; 21 Year 21: 0; 22 Year 22: 0; 23 Year 23: 0; 24 Year 24: 0; 25 Year 25: 0; 26 Year 26: 0; 27 Year 27: 0; 28 Year 28: 0; 29 Year 29: 0; 30 Year 30: 0; 81 Year 81: 0; 82 Year 82: 0; 83 Year 83: 0; 84 Year 84: 0; 85 Year 85: 0; 86 Year 86: 0; 87 Year 87: 0; 88 Year 88: 0; 89 Year 89: 0; 90 Year 90: 0; 91 Year 91: 0; 92 Year 92: 0; 93 Year 93: 0; 94 Year 94: 0; 95 Year 95: 0; 96 Year 96: 0; 97 Year 97: 0; 98 Year 98: 0; 99 Year 99: 0; 100 Year 100: 0; 101 Year 101: 0; 102 Year 102: 0; 103 Year 103: 0; 104 Year 104: 0
[19 empty] | Financing costs | Input | £000s | 1 Year 1: 1.3327; 2 Year 2: 1.3327; 3 Year 3: 1.3327; 4 Year 4: 1.3327; 5 Year 5: 1.3327; 6 Year 6: 1.3327; 7 Year 7: 1.3327; 8 Year 8: 1.3327; 9 Year 9: 1.3327; 10 Year 10: 1.3327; 11 Year 11: 1.3327; 12 Year 12: 1.3327; 13 Year 13: 1.3327; 14 Year 14: 1.3327; 15 Year 15: 1.3327; 16 Year 16: 1.3327; 17 Year 17: 1.3327; 18 Year 18: 1.3327; 19 Year 19: 1.3327; 20 Year 20: 1.3327; 21 Year 21: 1.3327; 22 Year 22: 1.3327; 23 Year 23: 1.3327; 24 Year 24: 1.3327; 25 Year 25: 1.3327; 26 Year 26: 1.3327; 27 Year 27: 1.3327; 28 Year 28: 1.3327; 29 Year 29: 1.3327; 30 Year 30: 1.3327
[19 empty] | Fixed opex | Input | £000s | 1 Year 1: 0; 2 Year 2: 0; 3 Year 3: 0; 4 Year 4: 0; 5 Year 5: 0; 6 Year 6: 0; 7 Year 7: 0; 8 Year 8: 0; 9 Year 9: 0; 10 Year 10: 0; 11 Year 11: 0; 12 Year 12: 0; 13 Year 13: 0; 14 Year 14: 0; 15 Year 15: 0; 16 Year 16: 0; 17 Year 17: 0; 18 Year 18: 0; 19 Year 19: 0; 20 Year 20: 0; 21 Year 21: 0; 22 Year 22: 0; 23 Year 23: 0; 24 Year 24: 0; 25 Year 25: 0; 26 Year 26: 0; 27 Year 27: 0; 28 Year 28: 0; 29 Year 29: 0; 30 Year 30: 0; 81 Year 81: 0; 82 Year 82: 0; 83 Year 83: 0; 84 Year 84: 0; 85 Year 85: 0; 86 Year 86: 0; 87 Year 87: 0; 88 Year 88: 0; 89 Year 89: 0; 90 Year 90: 0; 91 Year 91: 0; 92 Year 92: 0; 93 Year 93: 0; 94 Year 94: 0; 95 Year 95: 0; 96 Year 96: 0; 97 Year 97: 0; 98 Year 98: 0; 99 Year 99: 0; 100 Year 100: 0; 101 Year 101: 0; 102 Year 102: 0; 103 Year 103: 0; 104 Year 104: 0
[19 empty] | Variable opex | Input | £000s | 1 Year 1: 0; 2 Year 2: 0; 3 Year 3: 0; 4 Year 4: 0; 5 Year 5: 0; 6 Year 6: 0; 7 Year 7: 0; 8 Year 8: 0; 9 Year 9: 0; 10 Year 10: 0; 11 Year 11: 0; 12 Year 12: 0; 13 Year 13: 0; 14 Year 14: 0; 15 Year 15: 0; 16 Year 16: 0; 17 Year 17: 0; 18 Year 18: 0; 19 Year 19: 0; 20 Year 20: 0; 21 Year 21: 0; 22 Year 22: 0; 23 Year 23: 0; 24 Year 24: 0; 25 Year 25: 0; 26 Year 26: 0; 27 Year 27: 0; 28 Year 28: 0; 29 Year 29: 0; 30 Year 30: 0; 81 Year 81: 0; 82 Year 82: 0; 83 Year 83: 0; 84 Year 84: 0; 85 Year 85: 0; 86 Year 86: 0; 87 Year 87: 0; 88 Year 88: 0; 89 Year 89: 0; 90 Year 90: 0; 91 Year 91: 0; 92 Year 92: 0; 93 Year 93: 0; 94 Year 94: 0; 95 Year 95: 0; 96 Year 96: 0; 97 Year 97: 0; 98 Year 98: 0; 99 Year 99: 0; 100 Year 100: 0; 101 Year 101: 0; 102 Year 102: 0; 103 Year 103: 0; 104 Year 104: 0
[19 empty] | Opex savings | Input | £000s | 1 Year 1: 0; 2 Year 2: 0; 3 Year 3: 0; 4 Year 4: 0; 5 Year 5: 0; 6 Year 6: 0; 7 Year 7: 0; 8 Year 8: 0; 9 Year 9: 0; 10 Year 10: 0; 11 Year 11: 0; 12 Year 12: 0; 13 Year 13: 0; 14 Year 14: 0; 15 Year 15: 0; 16 Year 16: 0; 17 Year 17: 0; 18 Year 18: 0; 19 Year 19: 0; 20 Year 20: 0; 21 Year 21: 0; 22 Year 22: 0; 23 Year 23: 0; 24 Year 24: 0; 25 Year 25: 0; 26 Year 26: 0; 27 Year 27: 0; 28 Year 28: 0; 29 Year 29: 0; 30 Year 30: 0; 81 Year 81: 0; 82 Year 82: 0; 83 Year 83: 0; 84 Year 84: 0; 85 Year 85: 0; 86 Year 86: 0; 87 Year 87: 0; 88 Year 88: 0; 89 Year 89: 0; 90 Year 90: 0; 91 Year 91: 0; 92 Year 92: 0; 93 Year 93: 0; 94 Year 94: 0; 95 Year 95: 0; 96 Year 96: 0; 97 Year 97: 0; 98 Year 98: 0; 99 Year 99: 0; 100 Year 100: 0; 101 Year 101: 0; 102 Year 102: 0; 103 Year 103: 0; 104 Year 104: 0
[19 empty] | Fixed env & social | Input | £000s | 1 Year 1: 0; 2 Year 2: 0; 3 Year 3: 0; 4 Year 4: 0; 5 Year 5: 0; 6 Year 6: 0; 7 Year 7: 0; 8 Year 8: 0; 9 Year 9: 0; 10 Year 10: 0; 11 Year 11: 0; 12 Year 12: 0; 13 Year 13: 0; 14 Year 14: 0; 15 Year 15: 0; 16 Year 16: 0; 17 Year 17: 0; 18 Year 18: 0; 19 Year 19: 0; 20 Year 20: 0; 21 Year 21: 0; 22 Year 22: 0; 23 Year 23: 0; 24 Year 24: 0; 25 Year 25: 0; 26 Year 26: 0; 27 Year 27: 0; 28 Year 28: 0; 29 Year 29: 0; 30 Year 30: 0; 81 Year 81: 0; 82 Year 82: 0; 83 Year 83: 0; 84 Year 84: 0; 85 Year 85: 0; 86 Year 86: 0; 87 Year 87: 0; 88 Year 88: 0; 89 Year 89: 0; 90 Year 90: 0; 91 Year 91: 0; 92 Year 92: 0; 93 Year 93: 0; 94 Year 94: 0; 95 Year 95: 0; 96 Year 96: 0; 97 Year 97: 0; 98 Year 98: 0; 99 Year 99: 0; 100 Year 100: 0; 101 Year 101: 0; 102 Year 102: 0; 103 Year 103: 0; 104 Year 104: 0
[19 empty] | Variable env & social | Input | £000s | 1 Year 1: 0; 2 Year 2: 0; 3 Year 3: 0; 4 Year 4: 0; 5 Year 5: 0; 6 Year 6: 0; 7 Year 7: 0; 8 Year 8: 0; 9 Year 9: 0; 10 Year 10: 0; 11 Year 11: 0; 12 Year 12: 0; 13 Year 13: 0; 14 Year 14: 0; 15 Year 15: 0; 16 Year 16: 0; 17 Year 17: 0; 18 Year 18: 0; 19 Year 19: 0; 20 Year 20: 0; 21 Year 21: 0; 22 Year 22: 0; 23 Year 23: 0; 24 Year 24: 0; 25 Year 25: 0; 26 Year 26: 0; 27 Year 27: 0; 28 Year 28: 0; 29 Year 29: 0; 30 Year 30: 0; 81 Year 81: 0; 82 Year 82: 0; 83 Year 83: 0; 84 Year 84: 0; 85 Year 85: 0; 86 Year 86: 0; 87 Year 87: 0; 88 Year 88: 0; 89 Year 89: 0; 90 Year 90: 0; 91 Year 91: 0; 92 Year 92: 0; 93 Year 93: 0; 94 Year 94: 0; 95 Year 95: 0; 96 Year 96: 0; 97 Year 97: 0; 98 Year 98: 0; 99 Year 99: 0; 100 Year 100: 0; 101 Year 101: 0; 102 Year 102: 0; 103 Year 103: 0; 104 Year 104: 0
[19 empty] | Fixed carbon costs | Input | £000s | 1 Year 1: 0.020279; 2 Year 2: 0; 3 Year 3: 0; 4 Year 4: 0; 5 Year 5: 0; 6 Year 6: 0; 7 Year 7: 0; 8 Year 8: 0; 9 Year 9: 0; 10 Year 10: 0; 11 Year 11: 0; 12 Year 12: 0; 13 Year 13: 0; 14 Year 14: 0; 15 Year 15: 0; 16 Year 16: 0; 17 Year 17: 0; 18 Year 18: 0; 19 Year 19: 0; 20 Year 20: 0; 21 Year 21: 0; 22 Year 22: 0; 23 Year 23: 0; 24 Year 24: 0; 25 Year 25: 0; 26 Year 26: 0; 27 Year 27: 0; 28 Year 28: 0; 29 Year 29: 0; 30 Year 30: 0; 81 Year 81: 0; 82 Year 82: 0; 83 Year 83: 0; 84 Year 84: 0; 85 Year 85: 0; 86 Year 86: 0; 87 Year 87: 0; 88 Year 88: 0; 89 Year 89: 0; 90 Year 90: 0; 91 Year 91: 0; 92 Year 92: 0; 93 Year 93: 0; 94 Year 94: 0; 95 Year 95: 0; 96 Year 96: 0; 97 Year 97: 0; 98 Year 98: 0; 99 Year 99: 0; 100 Year 100: 0; 101 Year 101: 0; 102 Year 102: 0; 103 Year 103: 0; 104 Year 104: 0
[19 empty] | Variable carbon costs | Input | £000s | 1 Year 1: 0; 2 Year 2: 0; 3 Year 3: 0; 4 Year 4: 0; 5 Year 5: 0; 6 Year 6: 0; 7 Year 7: 0; 8 Year 8: 0; 9 Year 9: 0; 10 Year 10: 0; 11 Year 11: 0; 12 Year 12: 0; 13 Year 13: 0; 14 Year 14: 0; 15 Year 15: 0; 16 Year 16: 0; 17 Year 17: 0; 18 Year 18: 0; 19 Year 19: 0; 20 Year 20: 0; 21 Year 21: 0; 22 Year 22: 0; 23 Year 23: 0; 24 Year 24: 0; 25 Year 25: 0; 26 Year 26: 0; 27 Year 27: 0; 28 Year 28: 0; 29 Year 29: 0; 30 Year 30: 0; 81 Year 81: 0; 82 Year 82: 0; 83 Year 83: 0; 84 Year 84: 0; 85 Year 85: 0; 86 Year 86: 0; 87 Year 87: 0; 88 Year 88: 0; 89 Year 89: 0; 90 Year 90: 0; 91 Year 91: 0; 92 Year 92: 0; 93 Year 93: 0; 94 Year 94: 0; 95 Year 95: 0; 96 Year 96: 0; 97 Year 97: 0; 98 Year 98: 0; 99 Year 99: 0; 100 Year 100: 0; 101 Year 101: 0; 102 Year 102: 0; 103 Year 103: 0; 104 Year 104: 0
[19 empty] | Customer willingness to pay | Input | £000s | 1 Year 1: 145.3114; 2 Year 2: 145.3114; 3 Year 3: 145.3114; 4 Year 4: 145.3114; 5 Year 5: 145.3114; 6 Year 6: 145.3114; 7 Year 7: 145.3114; 8 Year 8: 145.3114; 9 Year 9: 145.3114; 10 Year 10: 145.3114; 11 Year 11: 145.3114; 12 Year 12: 145.3114; 13 Year 13: 145.3114; 14 Year 14: 145.3114; 15 Year 15: 145.3114; 16 Year 16: 145.3114; 17 Year 17: 145.3114; 18 Year 18: 145.3114; 19 Year 19: 145.3114; 20 Year 20: 145.3114; 21 Year 21: 145.3114; 22 Year 22: 145.3114; 23 Year 23: 145.3114; 24 Year 24: 145.3114; 25 Year 25: 145.3114; 26 Year 26: 145.3114; 27 Year 27: 145.3114; 28 Year 28: 145.3114; 29 Year 29: 145.3114; 30 Year 30: 145.3114; 81 Year 81: 0; 82 Year 82: 0; 83 Year 83: 0; 84 Year 84: 0; 85 Year 85: 0; 86 Year 86: 0; 87 Year 87: 0; 88 Year 88: 0; 89 Year 89: 0; 90 Year 90: 0; 91 Year 91: 0; 92 Year 92: 0; 93 Year 93: 0; 94 Year 94: 0; 95 Year 95: 0; 96 Year 96: 0; 97 Year 97: 0; 98 Year 98: 0; 99 Year 99: 0; 100 Year 100: 0; 101 Year 101: 0; 102 Year 102: 0; 103 Year 103: 0; 104 Year 104: 0
[19 empty] | Total | Sum of above (excl WAFU) | £000s | 192.6191 | 146.644 | 146.644 | 146.644 | 146.644 | 146.644 | 146.644 | 146.644 | 146.644 | 146.644 | 146.644 | 146.644 | 146.644 | 146.644 | 146.644 | 146.644 | 146.644 | 146.644 | 146.644 | 146.644 | 146.644 | 146.644 | 146.644 | 146.644 | 146.644 | 146.644 | 146.644 | 146.644 | 146.644 | 146.644 | 0 | 0 | 0 | 0 | 0 | 0 | 0 | 0 | 0 | 0 | 0 | 0 | 0 | 0 | 0 | 0 | 0 | 0 | 0 | 0 | 0 | 0 | 0 | 0 | 0 | 0 | 0 | 0 | 0 | 0 | 0 | 0 | 0 | 0 | 0 | 0 | 0 | 0 | 0 | 0 | 0 | 0 | 0 | 0 | 0 | 0 | 0 | 0 | 0 | 0 | 0 | 0 | 0 | 0 | 0 | 0 | 0 | 0 | 0 | 0 | 0 | 0 | 0 | 0 | 0 | 0 | 0 | 0 | 0 | 0 | 0 | 0 | 0 | 0
58.1x | TYLK RN04 | 8021 AC 40-50 | Mains repair | N | 2020-21 | Capacity | 3.4904e-05 | 0.24252 | 69.5591 | 0 | 0 | 0.047808 | 2766.1132 | 2835.7201 | 28682.3593 | 1169295.5384 | 4 | 4 | Gains in WAFU / Savings in demand | Input | Ml/d | 1 Year 1: 3.4904e-05; 2 Year 2: 3.4904e-05; 3 Year 3: 3.4904e-05; 4 Year 4: 3.4904e-05; 5 Year 5: 3.4904e-05; 6 Year 6: 3.4904e-05; 7 Year 7: 3.4904e-05; 8 Year 8: 3.4904e-05; 9 Year 9: 3.4904e-05; 10 Year 10: 3.4904e-05; 11 Year 11: 3.4904e-05; 12 Year 12: 3.4904e-05; 13 Year 13: 3.4904e-05; 14 Year 14: 3.4904e-05; 15 Year 15: 3.4904e-05; 16 Year 16: 3.4904e-05; 17 Year 17: 3.4904e-05; 18 Year 18: 3.4904e-05; 19 Year 19: 3.4904e-05; 20 Year 20: 3.4904e-05; 21 Year 21: 3.4904e-05; 22 Year 22: 3.4904e-05; 23 Year 23: 3.4904e-05; 24 Year 24: 3.4904e-05; 25 Year 25: 3.4904e-05; 26 Year 26: 3.4904e-05; 27 Year 27: 3.4904e-05; 28 Year 28: 3.4904e-05; 29 Year 29: 3.4904e-05; 30 Year 30: 3.4904e-05; 81 Year 81: 0; 82 Year 82: 0; 83 Year 83: 0; 84 Year 84: 0; 85 Year 85: 0; 86 Year 86: 0; 87 Year 87: 0; 88 Year 88: 0; 89 Year 89: 0; 90 Year 90: 0; 91 Year 91: 0; 92 Year 92: 0; 93 Year 93: 0; 94 Year 94: 0; 95 Year 95: 0; 96 Year 96: 0; 97 Year 97: 0; 98 Year 98: 0; 99 Year 99: 0; 100 Year 100: 0; 101 Year 101: 0; 102 Year 102: 0; 103 Year 103: 0; 104 Year 104: 0
[19 empty] | Fixed capex | Input | £000s | 1 Year 1: 44.8179; 2 Year 2: 0; 3 Year 3: 0; 4 Year 4: 0; 5 Year 5: 0; 6 Year 6: 0; 7 Year 7: 0; 8 Year 8: 0; 9 Year 9: 0; 10 Year 10: 0; 11 Year 11: 0; 12 Year 12: 0; 13 Year 13: 0; 14 Year 14: 0; 15 Year 15: 0; 16 Year 16: 0; 17 Year 17: 0; 18 Year 18: 0; 19 Year 19: 0; 20 Year 20: 0; 21 Year 21: 0; 22 Year 22: 0; 23 Year 23: 0; 24 Year 24: 0; 25 Year 25: 0; 26 Year 26: 0; 27 Year 27: 0; 28 Year 28: 0; 29 Year 29: 0; 30 Year 30: 0; 81 Year 81: 0; 82 Year 82: 0; 83 Year 83: 0; 84 Year 84: 0; 85 Year 85: 0; 86 Year 86: 0; 87 Year 87: 0; 88 Year 88: 0; 89 Year 89: 0; 90 Year 90: 0; 91 Year 91: 0; 92 Year 92: 0; 93 Year 93: 0; 94 Year 94: 0; 95 Year 95: 0; 96 Year 96: 0; 97 Year 97: 0; 98 Year 98: 0; 99 Year 99: 0; 100 Year 100: 0; 101 Year 101: 0; 102 Year 102: 0; 103 Year 103: 0; 104 Year 104: 0
[19 empty] | Variable capex | Input | £000s | 1 Year 1: 0; 2 Year 2: 0; 3 Year 3: 0; 4 Year 4: 0; 5 Year 5: 0; 6 Year 6: 0; 7 Year 7: 0; 8 Year 8: 0; 9 Year 9: 0; 10 Year 10: 0; 11 Year 11: 0; 12 Year 12: 0; 13 Year 13: 0; 14 Year 14: 0; 15 Year 15: 0; 16 Year 16: 0; 17 Year 17: 0; 18 Year 18: 0; 19 Year 19: 0; 20 Year 20: 0; 21 Year 21: 0; 22 Year 22: 0; 23 Year 23: 0; 24 Year 24: 0; 25 Year 25: 0; 26 Year 26: 0; 27 Year 27: 0; 28 Year 28: 0; 29 Year 29: 0; 30 Year 30: 0; 81 Year 81: 0; 82 Year 82: 0; 83 Year 83: 0; 84 Year 84: 0; 85 Year 85: 0; 86 Year 86: 0; 87 Year 87: 0; 88 Year 88: 0; 89 Year 89: 0; 90 Year 90: 0; 91 Year 91: 0; 92 Year 92: 0; 93 Year 93: 0; 94 Year 94: 0; 95 Year 95: 0; 96 Year 96: 0; 97 Year 97: 0; 98 Year 98: 0; 99 Year 99: 0; 100 Year 100: 0; 101 Year 101: 0; 102 Year 102: 0; 103 Year 103: 0; 104 Year 104: 0
[19 empty] | Financing costs | Input | £000s | 1 Year 1: 1.2997; 2 Year 2: 1.2997; 3 Year 3: 1.2997; 4 Year 4: 1.2997; 5 Year 5: 1.2997; 6 Year 6: 1.2997; 7 Year 7: 1.2997; 8 Year 8: 1.2997; 9 Year 9: 1.2997; 10 Year 10: 1.2997; 11 Year 11: 1.2997; 12 Year 12: 1.2997; 13 Year 13: 1.2997; 14 Year 14: 1.2997; 15 Year 15: 1.2997; 16 Year 16: 1.2997; 17 Year 17: 1.2997; 18 Year 18: 1.2997; 19 Year 19: 1.2997; 20 Year 20: 1.2997; 21 Year 21: 1.2997; 22 Year 22: 1.2997; 23 Year 23: 1.2997; 24 Year 24: 1.2997; 25 Year 25: 1.2997; 26 Year 26: 1.2997; 27 Year 27: 1.2997; 28 Year 28: 1.2997; 29 Year 29: 1.2997; 30 Year 30: 1.2997
[19 empty] | Fixed opex | Input | £000s | 1 Year 1: 0; 2 Year 2: 0; 3 Year 3: 0; 4 Year 4: 0; 5 Year 5: 0; 6 Year 6: 0; 7 Year 7: 0; 8 Year 8: 0; 9 Year 9: 0; 10 Year 10: 0; 11 Year 11: 0; 12 Year 12: 0; 13 Year 13: 0; 14 Year 14: 0; 15 Year 15: 0; 16 Year 16: 0; 17 Year 17: 0; 18 Year 18: 0; 19 Year 19: 0; 20 Year 20: 0; 21 Year 21: 0; 22 Year 22: 0; 23 Year 23: 0; 24 Year 24: 0; 25 Year 25: 0; 26 Year 26: 0; 27 Year 27: 0; 28 Year 28: 0; 29 Year 29: 0; 30 Year 30: 0; 81 Year 81: 0; 82 Year 82: 0; 83 Year 83: 0; 84 Year 84: 0; 85 Year 85: 0; 86 Year 86: 0; 87 Year 87: 0; 88 Year 88: 0; 89 Year 89: 0; 90 Year 90: 0; 91 Year 91: 0; 92 Year 92: 0; 93 Year 93: 0; 94 Year 94: 0; 95 Year 95: 0; 96 Year 96: 0; 97 Year 97: 0; 98 Year 98: 0; 99 Year 99: 0; 100 Year 100: 0; 101 Year 101: 0; 102 Year 102: 0; 103 Year 103: 0; 104 Year 104: 0
[19 empty] | Variable opex | Input | £000s | 1 Year 1: 0; 2 Year 2: 0; 3 Year 3: 0; 4 Year 4: 0; 5 Year 5: 0; 6 Year 6: 0; 7 Year 7: 0; 8 Year 8: 0; 9 Year 9: 0; 10 Year 10: 0; 11 Year 11: 0; 12 Year 12: 0; 13 Year 13: 0; 14 Year 14: 0; 15 Year 15: 0; 16 Year 16: 0; 17 Year 17: 0; 18 Year 18: 0; 19 Year 19: 0; 20 Year 20: 0; 21 Year 21: 0; 22 Year 22: 0; 23 Year 23: 0; 24 Year 24: 0; 25 Year 25: 0; 26 Year 26: 0; 27 Year 27: 0; 28 Year 28: 0; 29 Year 29: 0; 30 Year 30: 0; 81 Year 81: 0; 82 Year 82: 0; 83 Year 83: 0; 84 Year 84: 0; 85 Year 85: 0; 86 Year 86: 0; 87 Year 87: 0; 88 Year 88: 0; 89 Year 89: 0; 90 Year 90: 0; 91 Year 91: 0; 92 Year 92: 0; 93 Year 93: 0; 94 Year 94: 0; 95 Year 95: 0; 96 Year 96: 0; 97 Year 97: 0; 98 Year 98: 0; 99 Year 99: 0; 100 Year 100: 0; 101 Year 101: 0; 102 Year 102: 0; 103 Year 103: 0; 104 Year 104: 0
[19 empty] | Opex savings | Input | £000s | 1 Year 1: 0; 2 Year 2: 0; 3 Year 3: 0; 4 Year 4: 0; 5 Year 5: 0; 6 Year 6: 0; 7 Year 7: 0; 8 Year 8: 0; 9 Year 9: 0; 10 Year 10: 0; 11 Year 11: 0; 12 Year 12: 0; 13 Year 13: 0; 14 Year 14: 0; 15 Year 15: 0; 16 Year 16: 0; 17 Year 17: 0; 18 Year 18: 0; 19 Year 19: 0; 20 Year 20: 0; 21 Year 21: 0; 22 Year 22: 0; 23 Year 23: 0; 24 Year 24: 0; 25 Year 25: 0; 26 Year 26: 0; 27 Year 27: 0; 28 Year 28: 0; 29 Year 29: 0; 30 Year 30: 0; 81 Year 81: 0; 82 Year 82: 0; 83 Year 83: 0; 84 Year 84: 0; 85 Year 85: 0; 86 Year 86: 0; 87 Year 87: 0; 88 Year 88: 0; 89 Year 89: 0; 90 Year 90: 0; 91 Year 91: 0; 92 Year 92: 0; 93 Year 93: 0; 94 Year 94: 0; 95 Year 95: 0; 96 Year 96: 0; 97 Year 97: 0; 98 Year 98: 0; 99 Year 99: 0; 100 Year 100: 0; 101 Year 101: 0; 102 Year 102: 0; 103 Year 103: 0; 104 Year 104: 0
[19 empty] | Fixed env & social | Input | £000s | 1 Year 1: 0; 2 Year 2: 0; 3 Year 3: 0; 4 Year 4: 0; 5 Year 5: 0; 6 Year 6: 0; 7 Year 7: 0; 8 Year 8: 0; 9 Year 9: 0; 10 Year 10: 0; 11 Year 11: 0; 12 Year 12: 0; 13 Year 13: 0; 14 Year 14: 0; 15 Year 15: 0; 16 Year 16: 0; 17 Year 17: 0; 18 Year 18: 0; 19 Year 19: 0; 20 Year 20: 0; 21 Year 21: 0; 22 Year 22: 0; 23 Year 23: 0; 24 Year 24: 0; 25 Year 25: 0; 26 Year 26: 0; 27 Year 27: 0; 28 Year 28: 0; 29 Year 29: 0; 30 Year 30: 0; 81 Year 81: 0; 82 Year 82: 0; 83 Year 83: 0; 84 Year 84: 0; 85 Year 85: 0; 86 Year 86: 0; 87 Year 87: 0; 88 Year 88: 0; 89 Year 89: 0; 90 Year 90: 0; 91 Year 91: 0; 92 Year 92: 0; 93 Year 93: 0; 94 Year 94: 0; 95 Year 95: 0; 96 Year 96: 0; 97 Year 97: 0; 98 Year 98: 0; 99 Year 99: 0; 100 Year 100: 0; 101 Year 101: 0; 102 Year 102: 0; 103 Year 103: 0; 104 Year 104: 0
[19 empty] | Variable env & social | Input | £000s | 1 Year 1: 0; 2 Year 2: 0; 3 Year 3: 0; 4 Year 4: 0; 5 Year 5: 0; 6 Year 6: 0; 7 Year 7: 0; 8 Year 8: 0; 9 Year 9: 0; 10 Year 10: 0; 11 Year 11: 0; 12 Year 12: 0; 13 Year 13: 0; 14 Year 14: 0; 15 Year 15: 0; 16 Year 16: 0; 17 Year 17: 0; 18 Year 18: 0; 19 Year 19: 0; 20 Year 20: 0; 21 Year 21: 0; 22 Year 22: 0; 23 Year 23: 0; 24 Year 24: 0; 25 Year 25: 0; 26 Year 26: 0; 27 Year 27: 0; 28 Year 28: 0; 29 Year 29: 0; 30 Year 30: 0; 81 Year 81: 0; 82 Year 82: 0; 83 Year 83: 0; 84 Year 84: 0; 85 Year 85: 0; 86 Year 86: 0; 87 Year 87: 0; 88 Year 88: 0; 89 Year 89: 0; 90 Year 90: 0; 91 Year 91: 0; 92 Year 92: 0; 93 Year 93: 0; 94 Year 94: 0; 95 Year 95: 0; 96 Year 96: 0; 97 Year 97: 0; 98 Year 98: 0; 99 Year 99: 0; 100 Year 100: 0; 101 Year 101: 0; 102 Year 102: 0; 103 Year 103: 0; 104 Year 104: 0
[19 empty] | Fixed carbon costs | Input | £000s | 1 Year 1: 0.047808; 2 Year 2: 0; 3 Year 3: 0; 4 Year 4: 0; 5 Year 5: 0; 6 Year 6: 0; 7 Year 7: 0; 8 Year 8: 0; 9 Year 9: 0; 10 Year 10: 0; 11 Year 11: 0; 12 Year 12: 0; 13 Year 13: 0; 14 Year 14: 0; 15 Year 15: 0; 16 Year 16: 0; 17 Year 17: 0; 18 Year 18: 0; 19 Year 19: 0; 20 Year 20: 0; 21 Year 21: 0; 22 Year 22: 0; 23 Year 23: 0; 24 Year 24: 0; 25 Year 25: 0; 26 Year 26: 0; 27 Year 27: 0; 28 Year 28: 0; 29 Year 29: 0; 30 Year 30: 0; 81 Year 81: 0; 82 Year 82: 0; 83 Year 83: 0; 84 Year 84: 0; 85 Year 85: 0; 86 Year 86: 0; 87 Year 87: 0; 88 Year 88: 0; 89 Year 89: 0; 90 Year 90: 0; 91 Year 91: 0; 92 Year 92: 0; 93 Year 93: 0; 94 Year 94: 0; 95 Year 95: 0; 96 Year 96: 0; 97 Year 97: 0; 98 Year 98: 0; 99 Year 99: 0; 100 Year 100: 0; 101 Year 101: 0; 102 Year 102: 0; 103 Year 103: 0; 104 Year 104: 0
[19 empty] | Variable carbon costs | Input | £000s | 1 Year 1: 0; 2 Year 2: 0; 3 Year 3: 0; 4 Year 4: 0; 5 Year 5: 0; 6 Year 6: 0; 7 Year 7: 0; 8 Year 8: 0; 9 Year 9: 0; 10 Year 10: 0; 11 Year 11: 0; 12 Year 12: 0; 13 Year 13: 0; 14 Year 14: 0; 15 Year 15: 0; 16 Year 16: 0; 17 Year 17: 0; 18 Year 18: 0; 19 Year 19: 0; 20 Year 20: 0; 21 Year 21: 0; 22 Year 22: 0; 23 Year 23: 0; 24 Year 24: 0; 25 Year 25: 0; 26 Year 26: 0; 27 Year 27: 0; 28 Year 28: 0; 29 Year 29: 0; 30 Year 30: 0; 81 Year 81: 0; 82 Year 82: 0; 83 Year 83: 0; 84 Year 84: 0; 85 Year 85: 0; 86 Year 86: 0; 87 Year 87: 0; 88 Year 88: 0; 89 Year 89: 0; 90 Year 90: 0; 91 Year 91: 0; 92 Year 92: 0; 93 Year 93: 0; 94 Year 94: 0; 95 Year 95: 0; 96 Year 96: 0; 97 Year 97: 0; 98 Year 98: 0; 99 Year 99: 0; 100 Year 100: 0; 101 Year 101: 0; 102 Year 102: 0; 103 Year 103: 0; 104 Year 104: 0
[19 empty] | Customer willingness to pay | Input | £000s | 1 Year 1: 145.3114; 2 Year 2: 145.3114; 3 Year 3: 145.3114; 4 Year 4: 145.3114; 5 Year 5: 145.3114; 6 Year 6: 145.3114; 7 Year 7: 145.3114; 8 Year 8: 145.3114; 9 Year 9: 145.3114; 10 Year 10: 145.3114; 11 Year 11: 145.3114; 12 Year 12: 145.3114; 13 Year 13: 145.3114; 14 Year 14: 145.3114; 15 Year 15: 145.3114; 16 Year 16: 145.3114; 17 Year 17: 145.3114; 18 Year 18: 145.3114; 19 Year 19: 145.3114; 20 Year 20: 145.3114; 21 Year 21: 145.3114; 22 Year 22: 145.3114; 23 Year 23: 145.3114; 24 Year 24: 145.3114; 25 Year 25: 145.3114; 26 Year 26: 145.3114; 27 Year 27: 145.3114; 28 Year 28: 145.3114; 29 Year 29: 145.3114; 30 Year 30: 145.3114; 81 Year 81: 0; 82 Year 82: 0; 83 Year 83: 0; 84 Year 84: 0; 85 Year 85: 0; 86 Year 86: 0; 87 Year 87: 0; 88 Year 88: 0; 89 Year 89: 0; 90 Year 90: 0; 91 Year 91: 0; 92 Year 92: 0; 93 Year 93: 0; 94 Year 94: 0; 95 Year 95: 0; 96 Year 96: 0; 97 Year 97: 0; 98 Year 98: 0; 99 Year 99: 0; 100 Year 100: 0; 101 Year 101: 0; 102 Year 102: 0; 103 Year 103: 0; 104 Year 104: 0
[19 empty] | Total | Sum of above (excl WAFU) | £000s | 191.4768 | 146.6111 | 146.6111 | 146.6111 | 146.6111 | 146.6111 | 146.6111 | 146.6111 | 146.6111 | 146.6111 | 146.6111 | 146.6111 | 146.6111 | 146.6111 | 146.6111 | 146.6111 | 146.6111 | 146.6111 | 146.6111 | 146.6111 | 146.6111 | 146.6111 | 146.6111 | 146.6111 | 146.6111 | 146.6111 | 146.6111 | 146.6111 | 146.6111 | 146.6111 | 0 | 0 | 0 | 0 | 0 | 0 | 0 | 0 | 0 | 0 | 0 | 0 | 0 | 0 | 0 | 0 | 0 | 0 | 0 | 0 | 0 | 0 | 0 | 0 | 0 | 0 | 0 | 0 | 0 | 0 | 0 | 0 | 0 | 0 | 0 | 0 | 0 | 0 | 0 | 0 | 0 | 0 | 0 | 0 | 0 | 0 | 0 | 0 | 0 | 0 | 0 | 0 | 0 | 0 | 0 | 0 | 0 | 0 | 0 | 0 | 0 | 0 | 0 | 0 | 0 | 0 | 0 | 0 | 0 | 0 | 0 | 0 | 0 | 0
58.1x | TYLK RN03 | 8021 DI 20-30 | Mains repair | N | 2020-21 | Capacity | 7.545e-05 | 0.52423 | 118.4586 | 0 | 0 | 0.59622 | 2766.1132 | 2885.168 | 22596.6868 | 550363.1492 | 4 | 4 | Gains in WAFU / Savings in demand | Input | Ml/d | 1 Year 1: 7.545e-05; 2 Year 2: 7.545e-05; 3 Year 3: 7.545e-05; 4 Year 4: 7.545e-05; 5 Year 5: 7.545e-05; 6 Year 6: 7.545e-05; 7 Year 7: 7.545e-05; 8 Year 8: 7.545e-05; 9 Year 9: 7.545e-05; 10 Year 10: 7.545e-05; 11 Year 11: 7.545e-05; 12 Year 12: 7.545e-05; 13 Year 13: 7.545e-05; 14 Year 14: 7.545e-05; 15 Year 15: 7.545e-05; 16 Year 16: 7.545e-05; 17 Year 17: 7.545e-05; 18 Year 18: 7.545e-05; 19 Year 19: 7.545e-05; 20 Year 20: 7.545e-05; 21 Year 21: 7.545e-05; 22 Year 22: 7.545e-05; 23 Year 23: 7.545e-05; 24 Year 24: 7.545e-05; 25 Year 25: 7.545e-05; 26 Year 26: 7.545e-05; 27 Year 27: 7.545e-05; 28 Year 28: 7.545e-05; 29 Year 29: 7.545e-05; 30 Year 30: 7.545e-05; 81 Year 81: 0; 82 Year 82: 0; 83 Year 83: 0; 84 Year 84: 0; 85 Year 85: 0; 86 Year 86: 0; 87 Year 87: 0; 88 Year 88: 0; 89 Year 89: 0; 90 Year 90: 0; 91 Year 91: 0; 92 Year 92: 0; 93 Year 93: 0; 94 Year 94: 0; 95 Year 95: 0; 96 Year 96: 0; 97 Year 97: 0; 98 Year 98: 0; 99 Year 99: 0; 100 Year 100: 0; 101 Year 101: 0; 102 Year 102: 0; 103 Year 103: 0; 104 Year 104: 0
[19 empty] | Fixed capex | Input | £000s | 1 Year 1: 76.3246; 2 Year 2: 0; 3 Year 3: 0; 4 Year 4: 0; 5 Year 5: 0; 6 Year 6: 0; 7 Year 7: 0; 8 Year 8: 0; 9 Year 9: 0; 10 Year 10: 0; 11 Year 11: 0; 12 Year 12: 0; 13 Year 13: 0; 14 Year 14: 0; 15 Year 15: 0; 16 Year 16: 0; 17 Year 17: 0; 18 Year 18: 0; 19 Year 19: 0; 20 Year 20: 0; 21 Year 21: 0; 22 Year 22: 0; 23 Year 23: 0; 24 Year 24: 0; 25 Year 25: 0; 26 Year 26: 0; 27 Year 27: 0; 28 Year 28: 0; 29 Year 29: 0; 30 Year 30: 0; 81 Year 81: 0; 82 Year 82: 0; 83 Year 83: 0; 84 Year 84: 0; 85 Year 85: 0; 86 Year 86: 0; 87 Year 87: 0; 88 Year 88: 0; 89 Year 89: 0; 90 Year 90: 0; 91 Year 91: 0; 92 Year 92: 0; 93 Year 93: 0; 94 Year 94: 0; 95 Year 95: 0; 96 Year 96: 0; 97 Year 97: 0; 98 Year 98: 0; 99 Year 99: 0; 100 Year 100: 0; 101 Year 101: 0; 102 Year 102: 0; 103 Year 103: 0; 104 Year 104: 0
[19 empty] | Variable capex | Input | £000s | 1 Year 1: 0; 2 Year 2: 0; 3 Year 3: 0; 4 Year 4: 0; 5 Year 5: 0; 6 Year 6: 0; 7 Year 7: 0; 8 Year 8: 0; 9 Year 9: 0; 10 Year 10: 0; 11 Year 11: 0; 12 Year 12: 0; 13 Year 13: 0; 14 Year 14: 0; 15 Year 15: 0; 16 Year 16: 0; 17 Year 17: 0; 18 Year 18: 0; 19 Year 19: 0; 20 Year 20: 0; 21 Year 21: 0; 22 Year 22: 0; 23 Year 23: 0; 24 Year 24: 0; 25 Year 25: 0; 26 Year 26: 0; 27 Year 27: 0; 28 Year 28: 0; 29 Year 29: 0; 30 Year 30: 0; 81 Year 81: 0; 82 Year 82: 0; 83 Year 83: 0; 84 Year 84: 0; 85 Year 85: 0; 86 Year 86: 0; 87 Year 87: 0; 88 Year 88: 0; 89 Year 89: 0; 90 Year 90: 0; 91 Year 91: 0; 92 Year 92: 0; 93 Year 93: 0; 94 Year 94: 0; 95 Year 95: 0; 96 Year 96: 0; 97 Year 97: 0; 98 Year 98: 0; 99 Year 99: 0; 100 Year 100: 0; 101 Year 101: 0; 102 Year 102: 0; 103 Year 103: 0; 104 Year 104: 0
[19 empty] | Financing costs | Input | £000s | 1 Year 1: 2.2134; 2 Year 2: 2.2134; 3 Year 3: 2.2134; 4 Year 4: 2.2134; 5 Year 5: 2.2134; 6 Year 6: 2.2134; 7 Year 7: 2.2134; 8 Year 8: 2.2134; 9 Year 9: 2.2134; 10 Year 10: 2.2134; 11 Year 11: 2.2134; 12 Year 12: 2.2134; 13 Year 13: 2.2134; 14 Year 14: 2.2134; 15 Year 15: 2.2134; 16 Year 16: 2.2134; 17 Year 17: 2.2134; 18 Year 18: 2.2134; 19 Year 19: 2.2134; 20 Year 20: 2.2134; 21 Year 21: 2.2134; 22 Year 22: 2.2134; 23 Year 23: 2.2134; 24 Year 24: 2.2134; 25 Year 25: 2.2134; 26 Year 26: 2.2134; 27 Year 27: 2.2134; 28 Year 28: 2.2134; 29 Year 29: 2.2134; 30 Year 30: 2.2134
[19 empty] | Fixed opex | Input | £000s | 1 Year 1: 0; 2 Year 2: 0; 3 Year 3: 0; 4 Year 4: 0; 5 Year 5: 0; 6 Year 6: 0; 7 Year 7: 0; 8 Year 8: 0; 9 Year 9: 0; 10 Year 10: 0; 11 Year 11: 0; 12 Year 12: 0; 13 Year 13: 0; 14 Year 14: 0; 15 Year 15: 0; 16 Year 16: 0; 17 Year 17: 0; 18 Year 18: 0; 19 Year 19: 0; 20 Year 20: 0; 21 Year 21: 0; 22 Year 22: 0; 23 Year 23: 0; 24 Year 24: 0; 25 Year 25: 0; 26 Year 26: 0; 27 Year 27: 0; 28 Year 28: 0; 29 Year 29: 0; 30 Year 30: 0; 81 Year 81: 0; 82 Year 82: 0; 83 Year 83: 0; 84 Year 84: 0; 85 Year 85: 0; 86 Year 86: 0; 87 Year 87: 0; 88 Year 88: 0; 89 Year 89: 0; 90 Year 90: 0; 91 Year 91: 0; 92 Year 92: 0; 93 Year 93: 0; 94 Year 94: 0; 95 Year 95: 0; 96 Year 96: 0; 97 Year 97: 0; 98 Year 98: 0; 99 Year 99: 0; 100 Year 100: 0; 101 Year 101: 0; 102 Year 102: 0; 103 Year 103: 0; 104 Year 104: 0
[19 empty] | Variable opex | Input | £000s | 1 Year 1: 0; 2 Year 2: 0; 3 Year 3: 0; 4 Year 4: 0; 5 Year 5: 0; 6 Year 6: 0; 7 Year 7: 0; 8 Year 8: 0; 9 Year 9: 0; 10 Year 10: 0; 11 Year 11: 0; 12 Year 12: 0; 13 Year 13: 0; 14 Year 14: 0; 15 Year 15: 0; 16 Year 16: 0; 17 Year 17: 0; 18 Year 18: 0; 19 Year 19: 0; 20 Year 20: 0; 21 Year 21: 0; 22 Year 22: 0; 23 Year 23: 0; 24 Year 24: 0; 25 Year 25: 0; 26 Year 26: 0; 27 Year 27: 0; 28 Year 28: 0; 29 Year 29: 0; 30 Year 30: 0; 81 Year 81: 0; 82 Year 82: 0; 83 Year 83: 0; 84 Year 84: 0; 85 Year 85: 0; 86 Year 86: 0; 87 Year 87: 0; 88 Year 88: 0; 89 Year 89: 0; 90 Year 90: 0; 91 Year 91: 0; 92 Year 92: 0; 93 Year 93: 0; 94 Year 94: 0; 95 Year 95: 0; 96 Year 96: 0; 97 Year 97: 0; 98 Year 98: 0; 99 Year 99: 0; 100 Year 100: 0; 101 Year 101: 0; 102 Year 102: 0; 103 Year 103: 0; 104 Year 104: 0
[19 empty] | Opex savings | Input | £000s | 1 Year 1: 0; 2 Year 2: 0; 3 Year 3: 0; 4 Year 4: 0; 5 Year 5: 0; 6 Year 6: 0; 7 Year 7: 0; 8 Year 8: 0; 9 Year 9: 0; 10 Year 10: 0; 11 Year 11: 0; 12 Year 12: 0; 13 Year 13: 0; 14 Year 14: 0; 15 Year 15: 0; 16 Year 16: 0; 17 Year 17: 0; 18 Year 18: 0; 19 Year 19: 0; 20 Year 20: 0; 21 Year 21: 0; 22 Year 22: 0; 23 Year 23: 0; 24 Year 24: 0; 25 Year 25: 0; 26 Year 26: 0; 27 Year 27: 0; 28 Year 28: 0; 29 Year 29: 0; 30 Year 30: 0; 81 Year 81: 0; 82 Year 82: 0; 83 Year 83: 0; 84 Year 84: 0; 85 Year 85: 0; 86 Year 86: 0; 87 Year 87: 0; 88 Year 88: 0; 89 Year 89: 0; 90 Year 90: 0; 91 Year 91: 0; 92 Year 92: 0; 93 Year 93: 0; 94 Year 94: 0; 95 Year 95: 0; 96 Year 96: 0; 97 Year 97: 0; 98 Year 98: 0; 99 Year 99: 0; 100 Year 100: 0; 101 Year 101: 0; 102 Year 102: 0; 103 Year 103: 0; 104 Year 104: 0
[19 empty] | Fixed env & social | Input | £000s | 1 Year 1: 0; 2 Year 2: 0; 3 Year 3: 0; 4 Year 4: 0; 5 Year 5: 0; 6 Year 6: 0; 7 Year 7: 0; 8 Year 8: 0; 9 Year 9: 0; 10 Year 10: 0; 11 Year 11: 0; 12 Year 12: 0; 13 Year 13: 0; 14 Year 14: 0; 15 Year 15: 0; 16 Year 16: 0; 17 Year 17: 0; 18 Year 18: 0; 19 Year 19: 0; 20 Year 20: 0; 21 Year 21: 0; 22 Year 22: 0; 23 Year 23: 0; 24 Year 24: 0; 25 Year 25: 0; 26 Year 26: 0; 27 Year 27: 0; 28 Year 28: 0; 29 Year 29: 0; 30 Year 30: 0; 81 Year 81: 0; 82 Year 82: 0; 83 Year 83: 0; 84 Year 84: 0; 85 Year 85: 0; 86 Year 86: 0; 87 Year 87: 0; 88 Year 88: 0; 89 Year 89: 0; 90 Year 90: 0; 91 Year 91: 0; 92 Year 92: 0; 93 Year 93: 0; 94 Year 94: 0; 95 Year 95: 0; 96 Year 96: 0; 97 Year 97: 0; 98 Year 98: 0; 99 Year 99: 0; 100 Year 100: 0; 101 Year 101: 0; 102 Year 102: 0; 103 Year 103: 0; 104 Year 104: 0
[19 empty] | Variable env & social | Input | £000s | 1 Year 1: 0; 2 Year 2: 0; 3 Year 3: 0; 4 Year 4: 0; 5 Year 5: 0; 6 Year 6: 0; 7 Year 7: 0; 8 Year 8: 0; 9 Year 9: 0; 10 Year 10: 0; 11 Year 11: 0; 12 Year 12: 0; 13 Year 13: 0; 14 Year 14: 0; 15 Year 15: 0; 16 Year 16: 0; 17 Year 17: 0; 18 Year 18: 0; 19 Year 19: 0; 20 Year 20: 0; 21 Year 21: 0; 22 Year 22: 0; 23 Year 23: 0; 24 Year 24: 0; 25 Year 25: 0; 26 Year 26: 0; 27 Year 27: 0; 28 Year 28: 0; 29 Year 29: 0; 30 Year 30: 0; 81 Year 81: 0; 82 Year 82: 0; 83 Year 83: 0; 84 Year 84: 0; 85 Year 85: 0; 86 Year 86: 0; 87 Year 87: 0; 88 Year 88: 0; 89 Year 89: 0; 90 Year 90: 0; 91 Year 91: 0; 92 Year 92: 0; 93 Year 93: 0; 94 Year 94: 0; 95 Year 95: 0; 96 Year 96: 0; 97 Year 97: 0; 98 Year 98: 0; 99 Year 99: 0; 100 Year 100: 0; 101 Year 101: 0; 102 Year 102: 0; 103 Year 103: 0; 104 Year 104: 0
[19 empty] | Fixed carbon costs | Input | £000s | 1 Year 1: 0.59622; 2 Year 2: 0; 3 Year 3: 0; 4 Year 4: 0; 5 Year 5: 0; 6 Year 6: 0; 7 Year 7: 0; 8 Year 8: 0; 9 Year 9: 0; 10 Year 10: 0; 11 Year 11: 0; 12 Year 12: 0; 13 Year 13: 0; 14 Year 14: 0; 15 Year 15: 0; 16 Year 16: 0; 17 Year 17: 0; 18 Year 18: 0; 19 Year 19: 0; 20 Year 20: 0; 21 Year 21: 0; 22 Year 22: 0; 23 Year 23: 0; 24 Year 24: 0; 25 Year 25: 0; 26 Year 26: 0; 27 Year 27: 0; 28 Year 28: 0; 29 Year 29: 0; 30 Year 30: 0; 81 Year 81: 0; 82 Year 82: 0; 83 Year 83: 0; 84 Year 84: 0; 85 Year 85: 0; 86 Year 86: 0; 87 Year 87: 0; 88 Year 88: 0; 89 Year 89: 0; 90 Year 90: 0; 91 Year 91: 0; 92 Year 92: 0; 93 Year 93: 0; 94 Year 94: 0; 95 Year 95: 0; 96 Year 96: 0; 97 Year 97: 0; 98 Year 98: 0; 99 Year 99: 0; 100 Year 100: 0; 101 Year 101: 0; 102 Year 102: 0; 103 Year 103: 0; 104 Year 104: 0
[19 empty] | Variable carbon costs | Input | £000s | 1 Year 1: 0; 2 Year 2: 0; 3 Year 3: 0; 4 Year 4: 0; 5 Year 5: 0; 6 Year 6: 0; 7 Year 7: 0; 8 Year 8: 0; 9 Year 9: 0; 10 Year 10: 0; 11 Year 11: 0; 12 Year 12: 0; 13 Year 13: 0; 14 Year 14: 0; 15 Year 15: 0; 16 Year 16: 0; 17 Year 17: 0; 18 Year 18: 0; 19 Year 19: 0; 20 Year 20: 0; 21 Year 21: 0; 22 Year 22: 0; 23 Year 23: 0; 24 Year 24: 0; 25 Year 25: 0; 26 Year 26: 0; 27 Year 27: 0; 28 Year 28: 0; 29 Year 29: 0; 30 Year 30: 0; 81 Year 81: 0; 82 Year 82: 0; 83 Year 83: 0; 84 Year 84: 0; 85 Year 85: 0; 86 Year 86: 0; 87 Year 87: 0; 88 Year 88: 0; 89 Year 89: 0; 90 Year 90: 0; 91 Year 91: 0; 92 Year 92: 0; 93 Year 93: 0; 94 Year 94: 0; 95 Year 95: 0; 96 Year 96: 0; 97 Year 97: 0; 98 Year 98: 0; 99 Year 99: 0; 100 Year 100: 0; 101 Year 101: 0; 102 Year 102: 0; 103 Year 103: 0; 104 Year 104: 0
[19 empty] | Customer willingness to pay | Input | £000s | 1 Year 1: 145.3114; 2 Year 2: 145.3114; 3 Year 3: 145.3114; 4 Year 4: 145.3114; 5 Year 5: 145.3114; 6 Year 6: 145.3114; 7 Year 7: 145.3114; 8 Year 8: 145.3114; 9 Year 9: 145.3114; 10 Year 10: 145.3114; 11 Year 11: 145.3114; 12 Year 12: 145.3114; 13 Year 13: 145.3114; 14 Year 14: 145.3114; 15 Year 15: 145.3114; 16 Year 16: 145.3114; 17 Year 17: 145.3114; 18 Year 18: 145.3114; 19 Year 19: 145.3114; 20 Year 20: 145.3114; 21 Year 21: 145.3114; 22 Year 22: 145.3114; 23 Year 23: 145.3114; 24 Year 24: 145.3114; 25 Year 25: 145.3114; 26 Year 26: 145.3114; 27 Year 27: 145.3114; 28 Year 28: 145.3114; 29 Year 29: 145.3114; 30 Year 30: 145.3114; 81 Year 81: 0; 82 Year 82: 0; 83 Year 83: 0; 84 Year 84: 0; 85 Year 85: 0; 86 Year 86: 0; 87 Year 87: 0; 88 Year 88: 0; 89 Year 89: 0; 90 Year 90: 0; 91 Year 91: 0; 92 Year 92: 0; 93 Year 93: 0; 94 Year 94: 0; 95 Year 95: 0; 96 Year 96: 0; 97 Year 97: 0; 98 Year 98: 0; 99 Year 99: 0; 100 Year 100: 0; 101 Year 101: 0; 102 Year 102: 0; 103 Year 103: 0; 104 Year 104: 0
[19 empty] | Total | Sum of above (excl WAFU) | £000s | 224.4456 | 147.5248 | 147.5248 | 147.5248 | 147.5248 | 147.5248 | 147.5248 | 147.5248 | 147.5248 | 147.5248 | 147.5248 | 147.5248 | 147.5248 | 147.5248 | 147.5248 | 147.5248 | 147.5248 | 147.5248 | 147.5248 | 147.5248 | 147.5248 | 147.5248 | 147.5248 | 147.5248 | 147.5248 | 147.5248 | 147.5248 | 147.5248 | 147.5248 | 147.5248 | 0 | 0 | 0 | 0 | 0 | 0 | 0 | 0 | 0 | 0 | 0 | 0 | 0 | 0 | 0 | 0 | 0 | 0 | 0 | 0 | 0 | 0 | 0 | 0 | 0 | 0 | 0 | 0 | 0 | 0 | 0 | 0 | 0 | 0 | 0 | 0 | 0 | 0 | 0 | 0 | 0 | 0 | 0 | 0 | 0 | 0 | 0 | 0 | 0 | 0 | 0 | 0 | 0 | 0 | 0 | 0 | 0 | 0 | 0 | 0 | 0 | 0 | 0 | 0 | 0 | 0 | 0 | 0 | 0 | 0 | 0 | 0 | 0 | 0
58.1x | TYLK RN02 | 8021 AC 50-60 | Mains repair | N | 2020-21 | Capacity | 6.9071e-05 | 0.47991 | 73.3123 | 0 | 0 | 0.07884 | 2766.1132 | 2839.5043 | 15276.2179 | 591673.0171 | 4 | 4 | Gains in WAFU / Savings in demand | Input | Ml/d | 1 Year 1: 6.9071e-05; 2 Year 2: 6.9071e-05; 3 Year 3: 6.9071e-05; 4 Year 4: 6.9071e-05; 5 Year 5: 6.9071e-05; 6 Year 6: 6.9071e-05; 7 Year 7: 6.9071e-05; 8 Year 8: 6.9071e-05; 9 Year 9: 6.9071e-05; 10 Year 10: 6.9071e-05; 11 Year 11: 6.9071e-05; 12 Year 12: 6.9071e-05; 13 Year 13: 6.9071e-05; 14 Year 14: 6.9071e-05; 15 Year 15: 6.9071e-05; 16 Year 16: 6.9071e-05; 17 Year 17: 6.9071e-05; 18 Year 18: 6.9071e-05; 19 Year 19: 6.9071e-05; 20 Year 20: 6.9071e-05; 21 Year 21: 6.9071e-05; 22 Year 22: 6.9071e-05; 23 Year 23: 6.9071e-05; 24 Year 24: 6.9071e-05; 25 Year 25: 6.9071e-05; 26 Year 26: 6.9071e-05; 27 Year 27: 6.9071e-05; 28 Year 28: 6.9071e-05; 29 Year 29: 6.9071e-05; 30 Year 30: 6.9071e-05; 81 Year 81: 0; 82 Year 82: 0; 83 Year 83: 0; 84 Year 84: 0; 85 Year 85: 0; 86 Year 86: 0; 87 Year 87: 0; 88 Year 88: 0; 89 Year 89: 0; 90 Year 90: 0; 91 Year 91: 0; 92 Year 92: 0; 93 Year 93: 0; 94 Year 94: 0; 95 Year 95: 0; 96 Year 96: 0; 97 Year 97: 0; 98 Year 98: 0; 99 Year 99: 0; 100 Year 100: 0; 101 Year 101: 0; 102 Year 102: 0; 103 Year 103: 0; 104 Year 104: 0
[19 empty] | Fixed capex | Input | £000s | 1 Year 1: 47.2361; 2 Year 2: 0; 3 Year 3: 0; 4 Year 4: 0; 5 Year 5: 0; 6 Year 6: 0; 7 Year 7: 0; 8 Year 8: 0; 9 Year 9: 0; 10 Year 10: 0; 11 Year 11: 0; 12 Year 12: 0; 13 Year 13: 0; 14 Year 14: 0; 15 Year 15: 0; 16 Year 16: 0; 17 Year 17: 0; 18 Year 18: 0; 19 Year 19: 0; 20 Year 20: 0; 21 Year 21: 0; 22 Year 22: 0; 23 Year 23: 0; 24 Year 24: 0; 25 Year 25: 0; 26 Year 26: 0; 27 Year 27: 0; 28 Year 28: 0; 29 Year 29: 0; 30 Year 30: 0; 81 Year 81: 0; 82 Year 82: 0; 83 Year 83: 0; 84 Year 84: 0; 85 Year 85: 0; 86 Year 86: 0; 87 Year 87: 0; 88 Year 88: 0; 89 Year 89: 0; 90 Year 90: 0; 91 Year 91: 0; 92 Year 92: 0; 93 Year 93: 0; 94 Year 94: 0; 95 Year 95: 0; 96 Year 96: 0; 97 Year 97: 0; 98 Year 98: 0; 99 Year 99: 0; 100 Year 100: 0; 101 Year 101: 0; 102 Year 102: 0; 103 Year 103: 0; 104 Year 104: 0
[19 empty] | Variable capex | Input | £000s | 1 Year 1: 0; 2 Year 2: 0; 3 Year 3: 0; 4 Year 4: 0; 5 Year 5: 0; 6 Year 6: 0; 7 Year 7: 0; 8 Year 8: 0; 9 Year 9: 0; 10 Year 10: 0; 11 Year 11: 0; 12 Year 12: 0; 13 Year 13: 0; 14 Year 14: 0; 15 Year 15: 0; 16 Year 16: 0; 17 Year 17: 0; 18 Year 18: 0; 19 Year 19: 0; 20 Year 20: 0; 21 Year 21: 0; 22 Year 22: 0; 23 Year 23: 0; 24 Year 24: 0; 25 Year 25: 0; 26 Year 26: 0; 27 Year 27: 0; 28 Year 28: 0; 29 Year 29: 0; 30 Year 30: 0; 81 Year 81: 0; 82 Year 82: 0; 83 Year 83: 0; 84 Year 84: 0; 85 Year 85: 0; 86 Year 86: 0; 87 Year 87: 0; 88 Year 88: 0; 89 Year 89: 0; 90 Year 90: 0; 91 Year 91: 0; 92 Year 92: 0; 93 Year 93: 0; 94 Year 94: 0; 95 Year 95: 0; 96 Year 96: 0; 97 Year 97: 0; 98 Year 98: 0; 99 Year 99: 0; 100 Year 100: 0; 101 Year 101: 0; 102 Year 102: 0; 103 Year 103: 0; 104 Year 104: 0
[19 empty] | Financing costs | Input | £000s | 1 Year 1: 1.3698; 2 Year 2: 1.3698; 3 Year 3: 1.3698; 4 Year 4: 1.3698; 5 Year 5: 1.3698; 6 Year 6: 1.3698; 7 Year 7: 1.3698; 8 Year 8: 1.3698; 9 Year 9: 1.3698; 10 Year 10: 1.3698; 11 Year 11: 1.3698; 12 Year 12: 1.3698; 13 Year 13: 1.3698; 14 Year 14: 1.3698; 15 Year 15: 1.3698; 16 Year 16: 1.3698; 17 Year 17: 1.3698; 18 Year 18: 1.3698; 19 Year 19: 1.3698; 20 Year 20: 1.3698; 21 Year 21: 1.3698; 22 Year 22: 1.3698; 23 Year 23: 1.3698; 24 Year 24: 1.3698; 25 Year 25: 1.3698; 26 Year 26: 1.3698; 27 Year 27: 1.3698; 28 Year 28: 1.3698; 29 Year 29: 1.3698; 30 Year 30: 1.3698
[19 empty] | Fixed opex | Input | £000s | 1 Year 1: 0; 2 Year 2: 0; 3 Year 3: 0; 4 Year 4: 0; 5 Year 5: 0; 6 Year 6: 0; 7 Year 7: 0; 8 Year 8: 0; 9 Year 9: 0; 10 Year 10: 0; 11 Year 11: 0; 12 Year 12: 0; 13 Year 13: 0; 14 Year 14: 0; 15 Year 15: 0; 16 Year 16: 0; 17 Year 17: 0; 18 Year 18: 0; 19 Year 19: 0; 20 Year 20: 0; 21 Year 21: 0; 22 Year 22: 0; 23 Year 23: 0; 24 Year 24: 0; 25 Year 25: 0; 26 Year 26: 0; 27 Year 27: 0; 28 Year 28: 0; 29 Year 29: 0; 30 Year 30: 0; 81 Year 81: 0; 82 Year 82: 0; 83 Year 83: 0; 84 Year 84: 0; 85 Year 85: 0; 86 Year 86: 0; 87 Year 87: 0; 88 Year 88: 0; 89 Year 89: 0; 90 Year 90: 0; 91 Year 91: 0; 92 Year 92: 0; 93 Year 93: 0; 94 Year 94: 0; 95 Year 95: 0; 96 Year 96: 0; 97 Year 97: 0; 98 Year 98: 0; 99 Year 99: 0; 100 Year 100: 0; 101 Year 101: 0; 102 Year 102: 0; 103 Year 103: 0; 104 Year 104: 0
[19 empty] | Variable opex | Input | £000s | 1 Year 1: 0; 2 Year 2: 0; 3 Year 3: 0; 4 Year 4: 0; 5 Year 5: 0; 6 Year 6: 0; 7 Year 7: 0; 8 Year 8: 0; 9 Year 9: 0; 10 Year 10: 0; 11 Year 11: 0; 12 Year 12: 0; 13 Year 13: 0; 14 Year 14: 0; 15 Year 15: 0; 16 Year 16: 0; 17 Year 17: 0; 18 Year 18: 0; 19 Year 19: 0; 20 Year 20: 0; 21 Year 21: 0; 22 Year 22: 0; 23 Year 23: 0; 24 Year 24: 0; 25 Year 25: 0; 26 Year 26: 0; 27 Year 27: 0; 28 Year 28: 0; 29 Year 29: 0; 30 Year 30: 0; 81 Year 81: 0; 82 Year 82: 0; 83 Year 83: 0; 84 Year 84: 0; 85 Year 85: 0; 86 Year 86: 0; 87 Year 87: 0; 88 Year 88: 0; 89 Year 89: 0; 90 Year 90: 0; 91 Year 91: 0; 92 Year 92: 0; 93 Year 93: 0; 94 Year 94: 0; 95 Year 95: 0; 96 Year 96: 0; 97 Year 97: 0; 98 Year 98: 0; 99 Year 99: 0; 100 Year 100: 0; 101 Year 101: 0; 102 Year 102: 0; 103 Year 103: 0; 104 Year 104: 0
[19 empty] | Opex savings | Input | £000s | 1 Year 1: 0; 2 Year 2: 0; 3 Year 3: 0; 4 Year 4: 0; 5 Year 5: 0; 6 Year 6: 0; 7 Year 7: 0; 8 Year 8: 0; 9 Year 9: 0; 10 Year 10: 0; 11 Year 11: 0; 12 Year 12: 0; 13 Year 13: 0; 14 Year 14: 0; 15 Year 15: 0; 16 Year 16: 0; 17 Year 17: 0; 18 Year 18: 0; 19 Year 19: 0; 20 Year 20: 0; 21 Year 21: 0; 22 Year 22: 0; 23 Year 23: 0; 24 Year 24: 0; 25 Year 25: 0; 26 Year 26: 0; 27 Year 27: 0; 28 Year 28: 0; 29 Year 29: 0; 30 Year 30: 0; 81 Year 81: 0; 82 Year 82: 0; 83 Year 83: 0; 84 Year 84: 0; 85 Year 85: 0; 86 Year 86: 0; 87 Year 87: 0; 88 Year 88: 0; 89 Year 89: 0; 90 Year 90: 0; 91 Year 91: 0; 92 Year 92: 0; 93 Year 93: 0; 94 Year 94: 0; 95 Year 95: 0; 96 Year 96: 0; 97 Year 97: 0; 98 Year 98: 0; 99 Year 99: 0; 100 Year 100: 0; 101 Year 101: 0; 102 Year 102: 0; 103 Year 103: 0; 104 Year 104: 0
[19 empty] | Fixed env & social | Input | £000s | 1 Year 1: 0; 2 Year 2: 0; 3 Year 3: 0; 4 Year 4: 0; 5 Year 5: 0; 6 Year 6: 0; 7 Year 7: 0; 8 Year 8: 0; 9 Year 9: 0; 10 Year 10: 0; 11 Year 11: 0; 12 Year 12: 0; 13 Year 13: 0; 14 Year 14: 0; 15 Year 15: 0; 16 Year 16: 0; 17 Year 17: 0; 18 Year 18: 0; 19 Year 19: 0; 20 Year 20: 0; 21 Year 21: 0; 22 Year 22: 0; 23 Year 23: 0; 24 Year 24: 0; 25 Year 25: 0; 26 Year 26: 0; 27 Year 27: 0; 28 Year 28: 0; 29 Year 29: 0; 30 Year 30: 0; 81 Year 81: 0; 82 Year 82: 0; 83 Year 83: 0; 84 Year 84: 0; 85 Year 85: 0; 86 Year 86: 0; 87 Year 87: 0; 88 Year 88: 0; 89 Year 89: 0; 90 Year 90: 0; 91 Year 91: 0; 92 Year 92: 0; 93 Year 93: 0; 94 Year 94: 0; 95 Year 95: 0; 96 Year 96: 0; 97 Year 97: 0; 98 Year 98: 0; 99 Year 99: 0; 100 Year 100: 0; 101 Year 101: 0; 102 Year 102: 0; 103 Year 103: 0; 104 Year 104: 0
[19 empty] | Variable env & social | Input | £000s | 1 Year 1: 0; 2 Year 2: 0; 3 Year 3: 0; 4 Year 4: 0; 5 Year 5: 0; 6 Year 6: 0; 7 Year 7: 0; 8 Year 8: 0; 9 Year 9: 0; 10 Year 10: 0; 11 Year 11: 0; 12 Year 12: 0; 13 Year 13: 0; 14 Year 14: 0; 15 Year 15: 0; 16 Year 16: 0; 17 Year 17: 0; 18 Year 18: 0; 19 Year 19: 0; 20 Year 20: 0; 21 Year 21: 0; 22 Year 22: 0; 23 Year 23: 0; 24 Year 24: 0; 25 Year 25: 0; 26 Year 26: 0; 27 Year 27: 0; 28 Year 28: 0; 29 Year 29: 0; 30 Year 30: 0; 81 Year 81: 0; 82 Year 82: 0; 83 Year 83: 0; 84 Year 84: 0; 85 Year 85: 0; 86 Year 86: 0; 87 Year 87: 0; 88 Year 88: 0; 89 Year 89: 0; 90 Year 90: 0; 91 Year 91: 0; 92 Year 92: 0; 93 Year 93: 0; 94 Year 94: 0; 95 Year 95: 0; 96 Year 96: 0; 97 Year 97: 0; 98 Year 98: 0; 99 Year 99: 0; 100 Year 100: 0; 101 Year 101: 0; 102 Year 102: 0; 103 Year 103: 0; 104 Year 104: 0
[19 empty] | Fixed carbon costs | Input | £000s | 1 Year 1: 0.07884; 2 Year 2: 0; 3 Year 3: 0; 4 Year 4: 0; 5 Year 5: 0; 6 Year 6: 0; 7 Year 7: 0; 8 Year 8: 0; 9 Year 9: 0; 10 Year 10: 0; 11 Year 11: 0; 12 Year 12: 0; 13 Year 13: 0; 14 Year 14: 0; 15 Year 15: 0; 16 Year 16: 0; 17 Year 17: 0; 18 Year 18: 0; 19 Year 19: 0; 20 Year 20: 0; 21 Year 21: 0; 22 Year 22: 0; 23 Year 23: 0; 24 Year 24: 0; 25 Year 25: 0; 26 Year 26: 0; 27 Year 27: 0; 28 Year 28: 0; 29 Year 29: 0; 30 Year 30: 0; 81 Year 81: 0; 82 Year 82: 0; 83 Year 83: 0; 84 Year 84: 0; 85 Year 85: 0; 86 Year 86: 0; 87 Year 87: 0; 88 Year 88: 0; 89 Year 89: 0; 90 Year 90: 0; 91 Year 91: 0; 92 Year 92: 0; 93 Year 93: 0; 94 Year 94: 0; 95 Year 95: 0; 96 Year 96: 0; 97 Year 97: 0; 98 Year 98: 0; 99 Year 99: 0; 100 Year 100: 0; 101 Year 101: 0; 102 Year 102: 0; 103 Year 103: 0; 104 Year 104: 0
[19 empty] | Variable carbon costs | Input | £000s | 1 Year 1: 0; 2 Year 2: 0; 3 Year 3: 0; 4 Year 4: 0; 5 Year 5: 0; 6 Year 6: 0; 7 Year 7: 0; 8 Year 8: 0; 9 Year 9: 0; 10 Year 10: 0; 11 Year 11: 0; 12 Year 12: 0; 13 Year 13: 0; 14 Year 14: 0; 15 Year 15: 0; 16 Year 16: 0; 17 Year 17: 0; 18 Year 18: 0; 19 Year 19: 0; 20 Year 20: 0; 21 Year 21: 0; 22 Year 22: 0; 23 Year 23: 0; 24 Year 24: 0; 25 Year 25: 0; 26 Year 26: 0; 27 Year 27: 0; 28 Year 28: 0; 29 Year 29: 0; 30 Year 30: 0; 81 Year 81: 0; 82 Year 82: 0; 83 Year 83: 0; 84 Year 84: 0; 85 Year 85: 0; 86 Year 86: 0; 87 Year 87: 0; 88 Year 88: 0; 89 Year 89: 0; 90 Year 90: 0; 91 Year 91: 0; 92 Year 92: 0; 93 Year 93: 0; 94 Year 94: 0; 95 Year 95: 0; 96 Year 96: 0; 97 Year 97: 0; 98 Year 98: 0; 99 Year 99: 0; 100 Year 100: 0; 101 Year 101: 0; 102 Year 102: 0; 103 Year 103: 0; 104 Year 104: 0
[19 empty] | Customer willingness to pay | Input | £000s | 1 Year 1: 145.3114; 2 Year 2: 145.3114; 3 Year 3: 145.3114; 4 Year 4: 145.3114; 5 Year 5: 145.3114; 6 Year 6: 145.3114; 7 Year 7: 145.3114; 8 Year 8: 145.3114; 9 Year 9: 145.3114; 10 Year 10: 145.3114; 11 Year 11: 145.3114; 12 Year 12: 145.3114; 13 Year 13: 145.3114; 14 Year 14: 145.3114; 15 Year 15: 145.3114; 16 Year 16: 145.3114; 17 Year 17: 145.3114; 18 Year 18: 145.3114; 19 Year 19: 145.3114; 20 Year 20: 145.3114; 21 Year 21: 145.3114; 22 Year 22: 145.3114; 23 Year 23: 145.3114; 24 Year 24: 145.3114; 25 Year 25: 145.3114; 26 Year 26: 145.3114; 27 Year 27: 145.3114; 28 Year 28: 145.3114; 29 Year 29: 145.3114; 30 Year 30: 145.3114; 81 Year 81: 0; 82 Year 82: 0; 83 Year 83: 0; 84 Year 84: 0; 85 Year 85: 0; 86 Year 86: 0; 87 Year 87: 0; 88 Year 88: 0; 89 Year 89: 0; 90 Year 90: 0; 91 Year 91: 0; 92 Year 92: 0; 93 Year 93: 0; 94 Year 94: 0; 95 Year 95: 0; 96 Year 96: 0; 97 Year 97: 0; 98 Year 98: 0; 99 Year 99: 0; 100 Year 100: 0; 101 Year 101: 0; 102 Year 102: 0; 103 Year 103: 0; 104 Year 104: 0
[19 empty] | Total | Sum of above (excl WAFU) | £000s | 193.9962 | 146.6812 | 146.6812 | 146.6812 | 146.6812 | 146.6812 | 146.6812 | 146.6812 | 146.6812 | 146.6812 | 146.6812 | 146.6812 | 146.6812 | 146.6812 | 146.6812 | 146.6812 | 146.6812 | 146.6812 | 146.6812 | 146.6812 | 146.6812 | 146.6812 | 146.6812 | 146.6812 | 146.6812 | 146.6812 | 146.6812 | 146.6812 | 146.6812 | 146.6812 | 0 | 0 | 0 | 0 | 0 | 0 | 0 | 0 | 0 | 0 | 0 | 0 | 0 | 0 | 0 | 0 | 0 | 0 | 0 | 0 | 0 | 0 | 0 | 0 | 0 | 0 | 0 | 0 | 0 | 0 | 0 | 0 | 0 | 0 | 0 | 0 | 0 | 0 | 0 | 0 | 0 | 0 | 0 | 0 | 0 | 0 | 0 | 0 | 0 | 0 | 0 | 0 | 0 | 0 | 0 | 0 | 0 | 0 | 0 | 0 | 0 | 0 | 0 | 0 | 0 | 0 | 0 | 0 | 0 | 0 | 0 | 0 | 0 | 0
58.1x | TYLK RN01 | 8021 AC 60-70 | Mains repair | N | 2020-21 | Capacity | 0.034739 | 241.3687 | 2246.5163 | 0 | 0 | 33.9874 | 2766.1132 | 5046.6169 | 930.7403 | 2090.8328 | 4 | 4 | Gains in WAFU / Savings in demand | Input | Ml/d | 1 Year 1: 0.034739; 2 Year 2: 0.034739; 3 Year 3: 0.034739; 4 Year 4: 0.034739; 5 Year 5: 0.034739; 6 Year 6: 0.034739; 7 Year 7: 0.034739; 8 Year 8: 0.034739; 9 Year 9: 0.034739; 10 Year 10: 0.034739; 11 Year 11: 0.034739; 12 Year 12: 0.034739; 13 Year 13: 0.034739; 14 Year 14: 0.034739; 15 Year 15: 0.034739; 16 Year 16: 0.034739; 17 Year 17: 0.034739; 18 Year 18: 0.034739; 19 Year 19: 0.034739; 20 Year 20: 0.034739; 21 Year 21: 0.034739; 22 Year 22: 0.034739; 23 Year 23: 0.034739; 24 Year 24: 0.034739; 25 Year 25: 0.034739; 26 Year 26: 0.034739; 27 Year 27: 0.034739; 28 Year 28: 0.034739; 29 Year 29: 0.034739; 30 Year 30: 0.034739; 81 Year 81: 0; 82 Year 82: 0; 83 Year 83: 0; 84 Year 84: 0; 85 Year 85: 0; 86 Year 86: 0; 87 Year 87: 0; 88 Year 88: 0; 89 Year 89: 0; 90 Year 90: 0; 91 Year 91: 0; 92 Year 92: 0; 93 Year 93: 0; 94 Year 94: 0; 95 Year 95: 0; 96 Year 96: 0; 97 Year 97: 0; 98 Year 98: 0; 99 Year 99: 0; 100 Year 100: 0; 101 Year 101: 0; 102 Year 102: 0; 103 Year 103: 0; 104 Year 104: 0
[19 empty] | Fixed capex | Input | £000s | 1 Year 1: 1447.4629; 2 Year 2: 0; 3 Year 3: 0; 4 Year 4: 0; 5 Year 5: 0; 6 Year 6: 0; 7 Year 7: 0; 8 Year 8: 0; 9 Year 9: 0; 10 Year 10: 0; 11 Year 11: 0; 12 Year 12: 0; 13 Year 13: 0; 14 Year 14: 0; 15 Year 15: 0; 16 Year 16: 0; 17 Year 17: 0; 18 Year 18: 0; 19 Year 19: 0; 20 Year 20: 0; 21 Year 21: 0; 22 Year 22: 0; 23 Year 23: 0; 24 Year 24: 0; 25 Year 25: 0; 26 Year 26: 0; 27 Year 27: 0; 28 Year 28: 0; 29 Year 29: 0; 30 Year 30: 0; 81 Year 81: 0; 82 Year 82: 0; 83 Year 83: 0; 84 Year 84: 0; 85 Year 85: 0; 86 Year 86: 0; 87 Year 87: 0; 88 Year 88: 0; 89 Year 89: 0; 90 Year 90: 0; 91 Year 91: 0; 92 Year 92: 0; 93 Year 93: 0; 94 Year 94: 0; 95 Year 95: 0; 96 Year 96: 0; 97 Year 97: 0; 98 Year 98: 0; 99 Year 99: 0; 100 Year 100: 0; 101 Year 101: 0; 102 Year 102: 0; 103 Year 103: 0; 104 Year 104: 0
[19 empty] | Variable capex | Input | £000s | 1 Year 1: 0; 2 Year 2: 0; 3 Year 3: 0; 4 Year 4: 0; 5 Year 5: 0; 6 Year 6: 0; 7 Year 7: 0; 8 Year 8: 0; 9 Year 9: 0; 10 Year 10: 0; 11 Year 11: 0; 12 Year 12: 0; 13 Year 13: 0; 14 Year 14: 0; 15 Year 15: 0; 16 Year 16: 0; 17 Year 17: 0; 18 Year 18: 0; 19 Year 19: 0; 20 Year 20: 0; 21 Year 21: 0; 22 Year 22: 0; 23 Year 23: 0; 24 Year 24: 0; 25 Year 25: 0; 26 Year 26: 0; 27 Year 27: 0; 28 Year 28: 0; 29 Year 29: 0; 30 Year 30: 0; 81 Year 81: 0; 82 Year 82: 0; 83 Year 83: 0; 84 Year 84: 0; 85 Year 85: 0; 86 Year 86: 0; 87 Year 87: 0; 88 Year 88: 0; 89 Year 89: 0; 90 Year 90: 0; 91 Year 91: 0; 92 Year 92: 0; 93 Year 93: 0; 94 Year 94: 0; 95 Year 95: 0; 96 Year 96: 0; 97 Year 97: 0; 98 Year 98: 0; 99 Year 99: 0; 100 Year 100: 0; 101 Year 101: 0; 102 Year 102: 0; 103 Year 103: 0; 104 Year 104: 0
[19 empty] | Financing costs | Input | £000s | 1 Year 1: 41.9764; 2 Year 2: 41.9764; 3 Year 3: 41.9764; 4 Year 4: 41.9764; 5 Year 5: 41.9764; 6 Year 6: 41.9764; 7 Year 7: 41.9764; 8 Year 8: 41.9764; 9 Year 9: 41.9764; 10 Year 10: 41.9764; 11 Year 11: 41.9764; 12 Year 12: 41.9764; 13 Year 13: 41.9764; 14 Year 14: 41.9764; 15 Year 15: 41.9764; 16 Year 16: 41.9764; 17 Year 17: 41.9764; 18 Year 18: 41.9764; 19 Year 19: 41.9764; 20 Year 20: 41.9764; 21 Year 21: 41.9764; 22 Year 22: 41.9764; 23 Year 23: 41.9764; 24 Year 24: 41.9764; 25 Year 25: 41.9764; 26 Year 26: 41.9764; 27 Year 27: 41.9764; 28 Year 28: 41.9764; 29 Year 29: 41.9764; 30 Year 30: 41.9764
[19 empty] | Fixed opex | Input | £000s | 1 Year 1: 0; 2 Year 2: 0; 3 Year 3: 0; 4 Year 4: 0; 5 Year 5: 0; 6 Year 6: 0; 7 Year 7: 0; 8 Year 8: 0; 9 Year 9: 0; 10 Year 10: 0; 11 Year 11: 0; 12 Year 12: 0; 13 Year 13: 0; 14 Year 14: 0; 15 Year 15: 0; 16 Year 16: 0; 17 Year 17: 0; 18 Year 18: 0; 19 Year 19: 0; 20 Year 20: 0; 21 Year 21: 0; 22 Year 22: 0; 23 Year 23: 0; 24 Year 24: 0; 25 Year 25: 0; 26 Year 26: 0; 27 Year 27: 0; 28 Year 28: 0; 29 Year 29: 0; 30 Year 30: 0; 81 Year 81: 0; 82 Year 82: 0; 83 Year 83: 0; 84 Year 84: 0; 85 Year 85: 0; 86 Year 86: 0; 87 Year 87: 0; 88 Year 88: 0; 89 Year 89: 0; 90 Year 90: 0; 91 Year 91: 0; 92 Year 92: 0; 93 Year 93: 0; 94 Year 94: 0; 95 Year 95: 0; 96 Year 96: 0; 97 Year 97: 0; 98 Year 98: 0; 99 Year 99: 0; 100 Year 100: 0; 101 Year 101: 0; 102 Year 102: 0; 103 Year 103: 0; 104 Year 104: 0
[19 empty] | Variable opex | Input | £000s | 1 Year 1: 0; 2 Year 2: 0; 3 Year 3: 0; 4 Year 4: 0; 5 Year 5: 0; 6 Year 6: 0; 7 Year 7: 0; 8 Year 8: 0; 9 Year 9: 0; 10 Year 10: 0; 11 Year 11: 0; 12 Year 12: 0; 13 Year 13: 0; 14 Year 14: 0; 15 Year 15: 0; 16 Year 16: 0; 17 Year 17: 0; 18 Year 18: 0; 19 Year 19: 0; 20 Year 20: 0; 21 Year 21: 0; 22 Year 22: 0; 23 Year 23: 0; 24 Year 24: 0; 25 Year 25: 0; 26 Year 26: 0; 27 Year 27: 0; 28 Year 28: 0; 29 Year 29: 0; 30 Year 30: 0; 81 Year 81: 0; 82 Year 82: 0; 83 Year 83: 0; 84 Year 84: 0; 85 Year 85: 0; 86 Year 86: 0; 87 Year 87: 0; 88 Year 88: 0; 89 Year 89: 0; 90 Year 90: 0; 91 Year 91: 0; 92 Year 92: 0; 93 Year 93: 0; 94 Year 94: 0; 95 Year 95: 0; 96 Year 96: 0; 97 Year 97: 0; 98 Year 98: 0; 99 Year 99: 0; 100 Year 100: 0; 101 Year 101: 0; 102 Year 102: 0; 103 Year 103: 0; 104 Year 104: 0
[19 empty] | Opex savings | Input | £000s | 1 Year 1: 0; 2 Year 2: 0; 3 Year 3: 0; 4 Year 4: 0; 5 Year 5: 0; 6 Year 6: 0; 7 Year 7: 0; 8 Year 8: 0; 9 Year 9: 0; 10 Year 10: 0; 11 Year 11: 0; 12 Year 12: 0; 13 Year 13: 0; 14 Year 14: 0; 15 Year 15: 0; 16 Year 16: 0; 17 Year 17: 0; 18 Year 18: 0; 19 Year 19: 0; 20 Year 20: 0; 21 Year 21: 0; 22 Year 22: 0; 23 Year 23: 0; 24 Year 24: 0; 25 Year 25: 0; 26 Year 26: 0; 27 Year 27: 0; 28 Year 28: 0; 29 Year 29: 0; 30 Year 30: 0; 81 Year 81: 0; 82 Year 82: 0; 83 Year 83: 0; 84 Year 84: 0; 85 Year 85: 0; 86 Year 86: 0; 87 Year 87: 0; 88 Year 88: 0; 89 Year 89: 0; 90 Year 90: 0; 91 Year 91: 0; 92 Year 92: 0; 93 Year 93: 0; 94 Year 94: 0; 95 Year 95: 0; 96 Year 96: 0; 97 Year 97: 0; 98 Year 98: 0; 99 Year 99: 0; 100 Year 100: 0; 101 Year 101: 0; 102 Year 102: 0; 103 Year 103: 0; 104 Year 104: 0
[19 empty] | Fixed env & social | Input | £000s | 1 Year 1: 0; 2 Year 2: 0; 3 Year 3: 0; 4 Year 4: 0; 5 Year 5: 0; 6 Year 6: 0; 7 Year 7: 0; 8 Year 8: 0; 9 Year 9: 0; 10 Year 10: 0; 11 Year 11: 0; 12 Year 12: 0; 13 Year 13: 0; 14 Year 14: 0; 15 Year 15: 0; 16 Year 16: 0; 17 Year 17: 0; 18 Year 18: 0; 19 Year 19: 0; 20 Year 20: 0; 21 Year 21: 0; 22 Year 22: 0; 23 Year 23: 0; 24 Year 24: 0; 25 Year 25: 0; 26 Year 26: 0; 27 Year 27: 0; 28 Year 28: 0; 29 Year 29: 0; 30 Year 30: 0; 81 Year 81: 0; 82 Year 82: 0; 83 Year 83: 0; 84 Year 84: 0; 85 Year 85: 0; 86 Year 86: 0; 87 Year 87: 0; 88 Year 88: 0; 89 Year 89: 0; 90 Year 90: 0; 91 Year 91: 0; 92 Year 92: 0; 93 Year 93: 0; 94 Year 94: 0; 95 Year 95: 0; 96 Year 96: 0; 97 Year 97: 0; 98 Year 98: 0; 99 Year 99: 0; 100 Year 100: 0; 101 Year 101: 0; 102 Year 102: 0; 103 Year 103: 0; 104 Year 104: 0
[19 empty] | Variable env & social | Input | £000s | 1 Year 1: 0; 2 Year 2: 0; 3 Year 3: 0; 4 Year 4: 0; 5 Year 5: 0; 6 Year 6: 0; 7 Year 7: 0; 8 Year 8: 0; 9 Year 9: 0; 10 Year 10: 0; 11 Year 11: 0; 12 Year 12: 0; 13 Year 13: 0; 14 Year 14: 0; 15 Year 15: 0; 16 Year 16: 0; 17 Year 17: 0; 18 Year 18: 0; 19 Year 19: 0; 20 Year 20: 0; 21 Year 21: 0; 22 Year 22: 0; 23 Year 23: 0; 24 Year 24: 0; 25 Year 25: 0; 26 Year 26: 0; 27 Year 27: 0; 28 Year 28: 0; 29 Year 29: 0; 30 Year 30: 0; 81 Year 81: 0; 82 Year 82: 0; 83 Year 83: 0; 84 Year 84: 0; 85 Year 85: 0; 86 Year 86: 0; 87 Year 87: 0; 88 Year 88: 0; 89 Year 89: 0; 90 Year 90: 0; 91 Year 91: 0; 92 Year 92: 0; 93 Year 93: 0; 94 Year 94: 0; 95 Year 95: 0; 96 Year 96: 0; 97 Year 97: 0; 98 Year 98: 0; 99 Year 99: 0; 100 Year 100: 0; 101 Year 101: 0; 102 Year 102: 0; 103 Year 103: 0; 104 Year 104: 0
[19 empty] | Fixed carbon costs | Input | £000s | 1 Year 1: 33.9874; 2 Year 2: 0; 3 Year 3: 0; 4 Year 4: 0; 5 Year 5: 0; 6 Year 6: 0; 7 Year 7: 0; 8 Year 8: 0; 9 Year 9: 0; 10 Year 10: 0; 11 Year 11: 0; 12 Year 12: 0; 13 Year 13: 0; 14 Year 14: 0; 15 Year 15: 0; 16 Year 16: 0; 17 Year 17: 0; 18 Year 18: 0; 19 Year 19: 0; 20 Year 20: 0; 21 Year 21: 0; 22 Year 22: 0; 23 Year 23: 0; 24 Year 24: 0; 25 Year 25: 0; 26 Year 26: 0; 27 Year 27: 0; 28 Year 28: 0; 29 Year 29: 0; 30 Year 30: 0; 81 Year 81: 0; 82 Year 82: 0; 83 Year 83: 0; 84 Year 84: 0; 85 Year 85: 0; 86 Year 86: 0; 87 Year 87: 0; 88 Year 88: 0; 89 Year 89: 0; 90 Year 90: 0; 91 Year 91: 0; 92 Year 92: 0; 93 Year 93: 0; 94 Year 94: 0; 95 Year 95: 0; 96 Year 96: 0; 97 Year 97: 0; 98 Year 98: 0; 99 Year 99: 0; 100 Year 100: 0; 101 Year 101: 0; 102 Year 102: 0; 103 Year 103: 0; 104 Year 104: 0
[19 empty] | Variable carbon costs | Input | £000s | 1 Year 1: 0; 2 Year 2: 0; 3 Year 3: 0; 4 Year 4: 0; 5 Year 5: 0; 6 Year 6: 0; 7 Year 7: 0; 8 Year 8: 0; 9 Year 9: 0; 10 Year 10: 0; 11 Year 11: 0; 12 Year 12: 0; 13 Year 13: 0; 14 Year 14: 0; 15 Year 15: 0; 16 Year 16: 0; 17 Year 17: 0; 18 Year 18: 0; 19 Year 19: 0; 20 Year 20: 0; 21 Year 21: 0; 22 Year 22: 0; 23 Year 23: 0; 24 Year 24: 0; 25 Year 25: 0; 26 Year 26: 0; 27 Year 27: 0; 28 Year 28: 0; 29 Year 29: 0; 30 Year 30: 0; 81 Year 81: 0; 82 Year 82: 0; 83 Year 83: 0; 84 Year 84: 0; 85 Year 85: 0; 86 Year 86: 0; 87 Year 87: 0; 88 Year 88: 0; 89 Year 89: 0; 90 Year 90: 0; 91 Year 91: 0; 92 Year 92: 0; 93 Year 93: 0; 94 Year 94: 0; 95 Year 95: 0; 96 Year 96: 0; 97 Year 97: 0; 98 Year 98: 0; 99 Year 99: 0; 100 Year 100: 0; 101 Year 101: 0; 102 Year 102: 0; 103 Year 103: 0; 104 Year 104: 0
[19 empty] | Customer willingness to pay | Input | £000s | 1 Year 1: 145.3114; 2 Year 2: 145.3114; 3 Year 3: 145.3114; 4 Year 4: 145.3114; 5 Year 5: 145.3114; 6 Year 6: 145.3114; 7 Year 7: 145.3114; 8 Year 8: 145.3114; 9 Year 9: 145.3114; 10 Year 10: 145.3114; 11 Year 11: 145.3114; 12 Year 12: 145.3114; 13 Year 13: 145.3114; 14 Year 14: 145.3114; 15 Year 15: 145.3114; 16 Year 16: 145.3114; 17 Year 17: 145.3114; 18 Year 18: 145.3114; 19 Year 19: 145.3114; 20 Year 20: 145.3114; 21 Year 21: 145.3114; 22 Year 22: 145.3114; 23 Year 23: 145.3114; 24 Year 24: 145.3114; 25 Year 25: 145.3114; 26 Year 26: 145.3114; 27 Year 27: 145.3114; 28 Year 28: 145.3114; 29 Year 29: 145.3114; 30 Year 30: 145.3114; 81 Year 81: 0; 82 Year 82: 0; 83 Year 83: 0; 84 Year 84: 0; 85 Year 85: 0; 86 Year 86: 0; 87 Year 87: 0; 88 Year 88: 0; 89 Year 89: 0; 90 Year 90: 0; 91 Year 91: 0; 92 Year 92: 0; 93 Year 93: 0; 94 Year 94: 0; 95 Year 95: 0; 96 Year 96: 0; 97 Year 97: 0; 98 Year 98: 0; 99 Year 99: 0; 100 Year 100: 0; 101 Year 101: 0; 102 Year 102: 0; 103 Year 103: 0; 104 Year 104: 0
[19 empty] | Total | Sum of above (excl WAFU) | £000s | 1668.7381 | 187.2878 | 187.2878 | 187.2878 | 187.2878 | 187.2878 | 187.2878 | 187.2878 | 187.2878 | 187.2878 | 187.2878 | 187.2878 | 187.2878 | 187.2878 | 187.2878 | 187.2878 | 187.2878 | 187.2878 | 187.2878 | 187.2878 | 187.2878 | 187.2878 | 187.2878 | 187.2878 | 187.2878 | 187.2878 | 187.2878 | 187.2878 | 187.2878 | 187.2878 | 0 | 0 | 0 | 0 | 0 | 0 | 0 | 0 | 0 | 0 | 0 | 0 | 0 | 0 | 0 | 0 | 0 | 0 | 0 | 0 | 0 | 0 | 0 | 0 | 0 | 0 | 0 | 0 | 0 | 0 | 0 | 0 | 0 | 0 | 0 | 0 | 0 | 0 | 0 | 0 | 0 | 0 | 0 | 0 | 0 | 0 | 0 | 0 | 0 | 0 | 0 | 0 | 0 | 0 | 0 | 0 | 0 | 0 | 0 | 0 | 0 | 0 | 0 | 0 | 0 | 0 | 0 | 0 | 0 | 0 | 0 | 0 | 0 | 0
58.1x | TYLK PM02 | Tywyn SDMA | Pressure management | N | 2020-21 | Capacity | 0.0014383 | 9.9935 | 72.4331 | 0 | 0 | 0 | 2766.1132 | 2838.5463 | 724.8038 | 28403.9767 | 4 | 4 | Gains in WAFU / Savings in demand | Input | Ml/d | 1 Year 1: 0.0014383; 2 Year 2: 0.0014383; 3 Year 3: 0.0014383; 4 Year 4: 0.0014383; 5 Year 5: 0.0014383; 6 Year 6: 0.0014383; 7 Year 7: 0.0014383; 8 Year 8: 0.0014383; 9 Year 9: 0.0014383; 10 Year 10: 0.0014383; 11 Year 11: 0.0014383; 12 Year 12: 0.0014383; 13 Year 13: 0.0014383; 14 Year 14: 0.0014383; 15 Year 15: 0.0014383; 16 Year 16: 0.0014383; 17 Year 17: 0.0014383; 18 Year 18: 0.0014383; 19 Year 19: 0.0014383; 20 Year 20: 0.0014383; 21 Year 21: 0.0014383; 22 Year 22: 0.0014383; 23 Year 23: 0.0014383; 24 Year 24: 0.0014383; 25 Year 25: 0.0014383; 26 Year 26: 0.0014383; 27 Year 27: 0.0014383; 28 Year 28: 0.0014383; 29 Year 29: 0.0014383; 30 Year 30: 0.0014383; 81 Year 81: 0; 82 Year 82: 0; 83 Year 83: 0; 84 Year 84: 0; 85 Year 85: 0; 86 Year 86: 0; 87 Year 87: 0; 88 Year 88: 0; 89 Year 89: 0; 90 Year 90: 0; 91 Year 91: 0; 92 Year 92: 0; 93 Year 93: 0; 94 Year 94: 0; 95 Year 95: 0; 96 Year 96: 0; 97 Year 97: 0; 98 Year 98: 0; 99 Year 99: 0; 100 Year 100: 0; 101 Year 101: 0; 102 Year 102: 0; 103 Year 103: 0; 104 Year 104: 0
[19 empty] | Fixed capex | Input | £000s | 1 Year 1: 46.6697; 2 Year 2: 0; 3 Year 3: 0; 4 Year 4: 0; 5 Year 5: 0; 6 Year 6: 0; 7 Year 7: 0; 8 Year 8: 0; 9 Year 9: 0; 10 Year 10: 0; 11 Year 11: 0; 12 Year 12: 0; 13 Year 13: 0; 14 Year 14: 0; 15 Year 15: 0; 16 Year 16: 0; 17 Year 17: 0; 18 Year 18: 0; 19 Year 19: 0; 20 Year 20: 0; 21 Year 21: 0; 22 Year 22: 0; 23 Year 23: 0; 24 Year 24: 0; 25 Year 25: 0; 26 Year 26: 0; 27 Year 27: 0; 28 Year 28: 0; 29 Year 29: 0; 30 Year 30: 0; 81 Year 81: 0; 82 Year 82: 0; 83 Year 83: 0; 84 Year 84: 0; 85 Year 85: 0; 86 Year 86: 0; 87 Year 87: 0; 88 Year 88: 0; 89 Year 89: 0; 90 Year 90: 0; 91 Year 91: 0; 92 Year 92: 0; 93 Year 93: 0; 94 Year 94: 0; 95 Year 95: 0; 96 Year 96: 0; 97 Year 97: 0; 98 Year 98: 0; 99 Year 99: 0; 100 Year 100: 0; 101 Year 101: 0; 102 Year 102: 0; 103 Year 103: 0; 104 Year 104: 0
[19 empty] | Variable capex | Input | £000s | 1 Year 1: 0; 2 Year 2: 0; 3 Year 3: 0; 4 Year 4: 0; 5 Year 5: 0; 6 Year 6: 0; 7 Year 7: 0; 8 Year 8: 0; 9 Year 9: 0; 10 Year 10: 0; 11 Year 11: 0; 12 Year 12: 0; 13 Year 13: 0; 14 Year 14: 0; 15 Year 15: 0; 16 Year 16: 0; 17 Year 17: 0; 18 Year 18: 0; 19 Year 19: 0; 20 Year 20: 0; 21 Year 21: 0; 22 Year 22: 0; 23 Year 23: 0; 24 Year 24: 0; 25 Year 25: 0; 26 Year 26: 0; 27 Year 27: 0; 28 Year 28: 0; 29 Year 29: 0; 30 Year 30: 0; 81 Year 81: 0; 82 Year 82: 0; 83 Year 83: 0; 84 Year 84: 0; 85 Year 85: 0; 86 Year 86: 0; 87 Year 87: 0; 88 Year 88: 0; 89 Year 89: 0; 90 Year 90: 0; 91 Year 91: 0; 92 Year 92: 0; 93 Year 93: 0; 94 Year 94: 0; 95 Year 95: 0; 96 Year 96: 0; 97 Year 97: 0; 98 Year 98: 0; 99 Year 99: 0; 100 Year 100: 0; 101 Year 101: 0; 102 Year 102: 0; 103 Year 103: 0; 104 Year 104: 0
[19 empty] | Financing costs | Input | £000s | 1 Year 1: 1.3534; 2 Year 2: 1.3534; 3 Year 3: 1.3534; 4 Year 4: 1.3534; 5 Year 5: 1.3534; 6 Year 6: 1.3534; 7 Year 7: 1.3534; 8 Year 8: 1.3534; 9 Year 9: 1.3534; 10 Year 10: 1.3534; 11 Year 11: 1.3534; 12 Year 12: 1.3534; 13 Year 13: 1.3534; 14 Year 14: 1.3534; 15 Year 15: 1.3534; 16 Year 16: 1.3534; 17 Year 17: 1.3534; 18 Year 18: 1.3534; 19 Year 19: 1.3534; 20 Year 20: 1.3534; 21 Year 21: 1.3534; 22 Year 22: 1.3534; 23 Year 23: 1.3534; 24 Year 24: 1.3534; 25 Year 25: 1.3534; 26 Year 26: 1.3534; 27 Year 27: 1.3534; 28 Year 28: 1.3534; 29 Year 29: 1.3534; 30 Year 30: 1.3534
[19 empty] | Fixed opex | Input | £000s | 1 Year 1: 0; 2 Year 2: 0; 3 Year 3: 0; 4 Year 4: 0; 5 Year 5: 0; 6 Year 6: 0; 7 Year 7: 0; 8 Year 8: 0; 9 Year 9: 0; 10 Year 10: 0; 11 Year 11: 0; 12 Year 12: 0; 13 Year 13: 0; 14 Year 14: 0; 15 Year 15: 0; 16 Year 16: 0; 17 Year 17: 0; 18 Year 18: 0; 19 Year 19: 0; 20 Year 20: 0; 21 Year 21: 0; 22 Year 22: 0; 23 Year 23: 0; 24 Year 24: 0; 25 Year 25: 0; 26 Year 26: 0; 27 Year 27: 0; 28 Year 28: 0; 29 Year 29: 0; 30 Year 30: 0; 81 Year 81: 0; 82 Year 82: 0; 83 Year 83: 0; 84 Year 84: 0; 85 Year 85: 0; 86 Year 86: 0; 87 Year 87: 0; 88 Year 88: 0; 89 Year 89: 0; 90 Year 90: 0; 91 Year 91: 0; 92 Year 92: 0; 93 Year 93: 0; 94 Year 94: 0; 95 Year 95: 0; 96 Year 96: 0; 97 Year 97: 0; 98 Year 98: 0; 99 Year 99: 0; 100 Year 100: 0; 101 Year 101: 0; 102 Year 102: 0; 103 Year 103: 0; 104 Year 104: 0
[19 empty] | Variable opex | Input | £000s | 1 Year 1: 0; 2 Year 2: 0; 3 Year 3: 0; 4 Year 4: 0; 5 Year 5: 0; 6 Year 6: 0; 7 Year 7: 0; 8 Year 8: 0; 9 Year 9: 0; 10 Year 10: 0; 11 Year 11: 0; 12 Year 12: 0; 13 Year 13: 0; 14 Year 14: 0; 15 Year 15: 0; 16 Year 16: 0; 17 Year 17: 0; 18 Year 18: 0; 19 Year 19: 0; 20 Year 20: 0; 21 Year 21: 0; 22 Year 22: 0; 23 Year 23: 0; 24 Year 24: 0; 25 Year 25: 0; 26 Year 26: 0; 27 Year 27: 0; 28 Year 28: 0; 29 Year 29: 0; 30 Year 30: 0; 81 Year 81: 0; 82 Year 82: 0; 83 Year 83: 0; 84 Year 84: 0; 85 Year 85: 0; 86 Year 86: 0; 87 Year 87: 0; 88 Year 88: 0; 89 Year 89: 0; 90 Year 90: 0; 91 Year 91: 0; 92 Year 92: 0; 93 Year 93: 0; 94 Year 94: 0; 95 Year 95: 0; 96 Year 96: 0; 97 Year 97: 0; 98 Year 98: 0; 99 Year 99: 0; 100 Year 100: 0; 101 Year 101: 0; 102 Year 102: 0; 103 Year 103: 0; 104 Year 104: 0
[19 empty] | Opex savings | Input | £000s | 1 Year 1: 0; 2 Year 2: 0; 3 Year 3: 0; 4 Year 4: 0; 5 Year 5: 0; 6 Year 6: 0; 7 Year 7: 0; 8 Year 8: 0; 9 Year 9: 0; 10 Year 10: 0; 11 Year 11: 0; 12 Year 12: 0; 13 Year 13: 0; 14 Year 14: 0; 15 Year 15: 0; 16 Year 16: 0; 17 Year 17: 0; 18 Year 18: 0; 19 Year 19: 0; 20 Year 20: 0; 21 Year 21: 0; 22 Year 22: 0; 23 Year 23: 0; 24 Year 24: 0; 25 Year 25: 0; 26 Year 26: 0; 27 Year 27: 0; 28 Year 28: 0; 29 Year 29: 0; 30 Year 30: 0; 81 Year 81: 0; 82 Year 82: 0; 83 Year 83: 0; 84 Year 84: 0; 85 Year 85: 0; 86 Year 86: 0; 87 Year 87: 0; 88 Year 88: 0; 89 Year 89: 0; 90 Year 90: 0; 91 Year 91: 0; 92 Year 92: 0; 93 Year 93: 0; 94 Year 94: 0; 95 Year 95: 0; 96 Year 96: 0; 97 Year 97: 0; 98 Year 98: 0; 99 Year 99: 0; 100 Year 100: 0; 101 Year 101: 0; 102 Year 102: 0; 103 Year 103: 0; 104 Year 104: 0
[19 empty] | Fixed env & social | Input | £000s | 1 Year 1: 0; 2 Year 2: 0; 3 Year 3: 0; 4 Year 4: 0; 5 Year 5: 0; 6 Year 6: 0; 7 Year 7: 0; 8 Year 8: 0; 9 Year 9: 0; 10 Year 10: 0; 11 Year 11: 0; 12 Year 12: 0; 13 Year 13: 0; 14 Year 14: 0; 15 Year 15: 0; 16 Year 16: 0; 17 Year 17: 0; 18 Year 18: 0; 19 Year 19: 0; 20 Year 20: 0; 21 Year 21: 0; 22 Year 22: 0; 23 Year 23: 0; 24 Year 24: 0; 25 Year 25: 0; 26 Year 26: 0; 27 Year 27: 0; 28 Year 28: 0; 29 Year 29: 0; 30 Year 30: 0; 81 Year 81: 0; 82 Year 82: 0; 83 Year 83: 0; 84 Year 84: 0; 85 Year 85: 0; 86 Year 86: 0; 87 Year 87: 0; 88 Year 88: 0; 89 Year 89: 0; 90 Year 90: 0; 91 Year 91: 0; 92 Year 92: 0; 93 Year 93: 0; 94 Year 94: 0; 95 Year 95: 0; 96 Year 96: 0; 97 Year 97: 0; 98 Year 98: 0; 99 Year 99: 0; 100 Year 100: 0; 101 Year 101: 0; 102 Year 102: 0; 103 Year 103: 0; 104 Year 104: 0
[19 empty] | Variable env & social | Input | £000s | 1 Year 1: 0; 2 Year 2: 0; 3 Year 3: 0; 4 Year 4: 0; 5 Year 5: 0; 6 Year 6: 0; 7 Year 7: 0; 8 Year 8: 0; 9 Year 9: 0; 10 Year 10: 0; 11 Year 11: 0; 12 Year 12: 0; 13 Year 13: 0; 14 Year 14: 0; 15 Year 15: 0; 16 Year 16: 0; 17 Year 17: 0; 18 Year 18: 0; 19 Year 19: 0; 20 Year 20: 0; 21 Year 21: 0; 22 Year 22: 0; 23 Year 23: 0; 24 Year 24: 0; 25 Year 25: 0; 26 Year 26: 0; 27 Year 27: 0; 28 Year 28: 0; 29 Year 29: 0; 30 Year 30: 0; 81 Year 81: 0; 82 Year 82: 0; 83 Year 83: 0; 84 Year 84: 0; 85 Year 85: 0; 86 Year 86: 0; 87 Year 87: 0; 88 Year 88: 0; 89 Year 89: 0; 90 Year 90: 0; 91 Year 91: 0; 92 Year 92: 0; 93 Year 93: 0; 94 Year 94: 0; 95 Year 95: 0; 96 Year 96: 0; 97 Year 97: 0; 98 Year 98: 0; 99 Year 99: 0; 100 Year 100: 0; 101 Year 101: 0; 102 Year 102: 0; 103 Year 103: 0; 104 Year 104: 0
[19 empty] | Fixed carbon costs | Input | £000s | 1 Year 1: 0; 2 Year 2: 0; 3 Year 3: 0; 4 Year 4: 0; 5 Year 5: 0; 6 Year 6: 0; 7 Year 7: 0; 8 Year 8: 0; 9 Year 9: 0; 10 Year 10: 0; 11 Year 11: 0; 12 Year 12: 0; 13 Year 13: 0; 14 Year 14: 0; 15 Year 15: 0; 16 Year 16: 0; 17 Year 17: 0; 18 Year 18: 0; 19 Year 19: 0; 20 Year 20: 0; 21 Year 21: 0; 22 Year 22: 0; 23 Year 23: 0; 24 Year 24: 0; 25 Year 25: 0; 26 Year 26: 0; 27 Year 27: 0; 28 Year 28: 0; 29 Year 29: 0; 30 Year 30: 0; 81 Year 81: 0; 82 Year 82: 0; 83 Year 83: 0; 84 Year 84: 0; 85 Year 85: 0; 86 Year 86: 0; 87 Year 87: 0; 88 Year 88: 0; 89 Year 89: 0; 90 Year 90: 0; 91 Year 91: 0; 92 Year 92: 0; 93 Year 93: 0; 94 Year 94: 0; 95 Year 95: 0; 96 Year 96: 0; 97 Year 97: 0; 98 Year 98: 0; 99 Year 99: 0; 100 Year 100: 0; 101 Year 101: 0; 102 Year 102: 0; 103 Year 103: 0; 104 Year 104: 0
[19 empty] | Variable carbon costs | Input | £000s | 1 Year 1: 0; 2 Year 2: 0; 3 Year 3: 0; 4 Year 4: 0; 5 Year 5: 0; 6 Year 6: 0; 7 Year 7: 0; 8 Year 8: 0; 9 Year 9: 0; 10 Year 10: 0; 11 Year 11: 0; 12 Year 12: 0; 13 Year 13: 0; 14 Year 14: 0; 15 Year 15: 0; 16 Year 16: 0; 17 Year 17: 0; 18 Year 18: 0; 19 Year 19: 0; 20 Year 20: 0; 21 Year 21: 0; 22 Year 22: 0; 23 Year 23: 0; 24 Year 24: 0; 25 Year 25: 0; 26 Year 26: 0; 27 Year 27: 0; 28 Year 28: 0; 29 Year 29: 0; 30 Year 30: 0; 81 Year 81: 0; 82 Year 82: 0; 83 Year 83: 0; 84 Year 84: 0; 85 Year 85: 0; 86 Year 86: 0; 87 Year 87: 0; 88 Year 88: 0; 89 Year 89: 0; 90 Year 90: 0; 91 Year 91: 0; 92 Year 92: 0; 93 Year 93: 0; 94 Year 94: 0; 95 Year 95: 0; 96 Year 96: 0; 97 Year 97: 0; 98 Year 98: 0; 99 Year 99: 0; 100 Year 100: 0; 101 Year 101: 0; 102 Year 102: 0; 103 Year 103: 0; 104 Year 104: 0
[19 empty] | Customer willingness to pay | Input | £000s | 1 Year 1: 145.3114; 2 Year 2: 145.3114; 3 Year 3: 145.3114; 4 Year 4: 145.3114; 5 Year 5: 145.3114; 6 Year 6: 145.3114; 7 Year 7: 145.3114; 8 Year 8: 145.3114; 9 Year 9: 145.3114; 10 Year 10: 145.3114; 11 Year 11: 145.3114; 12 Year 12: 145.3114; 13 Year 13: 145.3114; 14 Year 14: 145.3114; 15 Year 15: 145.3114; 16 Year 16: 145.3114; 17 Year 17: 145.3114; 18 Year 18: 145.3114; 19 Year 19: 145.3114; 20 Year 20: 145.3114; 21 Year 21: 145.3114; 22 Year 22: 145.3114; 23 Year 23: 145.3114; 24 Year 24: 145.3114; 25 Year 25: 145.3114; 26 Year 26: 145.3114; 27 Year 27: 145.3114; 28 Year 28: 145.3114; 29 Year 29: 145.3114; 30 Year 30: 145.3114; 81 Year 81: 0; 82 Year 82: 0; 83 Year 83: 0; 84 Year 84: 0; 85 Year 85: 0; 86 Year 86: 0; 87 Year 87: 0; 88 Year 88: 0; 89 Year 89: 0; 90 Year 90: 0; 91 Year 91: 0; 92 Year 92: 0; 93 Year 93: 0; 94 Year 94: 0; 95 Year 95: 0; 96 Year 96: 0; 97 Year 97: 0; 98 Year 98: 0; 99 Year 99: 0; 100 Year 100: 0; 101 Year 101: 0; 102 Year 102: 0; 103 Year 103: 0; 104 Year 104: 0
[19 empty] | Total | Sum of above (excl WAFU) | £000s | 193.3345 | 146.6648 | 146.6648 | 146.6648 | 146.6648 | 146.6648 | 146.6648 | 146.6648 | 146.6648 | 146.6648 | 146.6648 | 146.6648 | 146.6648 | 146.6648 | 146.6648 | 146.6648 | 146.6648 | 146.6648 | 146.6648 | 146.6648 | 146.6648 | 146.6648 | 146.6648 | 146.6648 | 146.6648 | 146.6648 | 146.6648 | 146.6648 | 146.6648 | 146.6648 | 0 | 0 | 0 | 0 | 0 | 0 | 0 | 0 | 0 | 0 | 0 | 0 | 0 | 0 | 0 | 0 | 0 | 0 | 0 | 0 | 0 | 0 | 0 | 0 | 0 | 0 | 0 | 0 | 0 | 0 | 0 | 0 | 0 | 0 | 0 | 0 | 0 | 0 | 0 | 0 | 0 | 0 | 0 | 0 | 0 | 0 | 0 | 0 | 0 | 0 | 0 | 0 | 0 | 0 | 0 | 0 | 0 | 0 | 0 | 0 | 0 | 0 | 0 | 0 | 0 | 0 | 0 | 0 | 0 | 0 | 0 | 0 | 0 | 0
58.1x | TYLK PM01 | Aberdyfi SDMA | Pressure management | N | 2020-21 | Capacity | 0.0030984 | 21.5277 | 20.0925 | 0 | 0 | 0 | 2766.1132 | 2786.2057 | 93.3333 | 12942.4286 | 4 | 4 | Gains in WAFU / Savings in demand | Input | Ml/d | 1 Year 1: 0.0030984; 2 Year 2: 0.0030984; 3 Year 3: 0.0030984; 4 Year 4: 0.0030984; 5 Year 5: 0.0030984; 6 Year 6: 0.0030984; 7 Year 7: 0.0030984; 8 Year 8: 0.0030984; 9 Year 9: 0.0030984; 10 Year 10: 0.0030984; 11 Year 11: 0.0030984; 12 Year 12: 0.0030984; 13 Year 13: 0.0030984; 14 Year 14: 0.0030984; 15 Year 15: 0.0030984; 16 Year 16: 0.0030984; 17 Year 17: 0.0030984; 18 Year 18: 0.0030984; 19 Year 19: 0.0030984; 20 Year 20: 0.0030984; 21 Year 21: 0.0030984; 22 Year 22: 0.0030984; 23 Year 23: 0.0030984; 24 Year 24: 0.0030984; 25 Year 25: 0.0030984; 26 Year 26: 0.0030984; 27 Year 27: 0.0030984; 28 Year 28: 0.0030984; 29 Year 29: 0.0030984; 30 Year 30: 0.0030984; 81 Year 81: 0; 82 Year 82: 0; 83 Year 83: 0; 84 Year 84: 0; 85 Year 85: 0; 86 Year 86: 0; 87 Year 87: 0; 88 Year 88: 0; 89 Year 89: 0; 90 Year 90: 0; 91 Year 91: 0; 92 Year 92: 0; 93 Year 93: 0; 94 Year 94: 0; 95 Year 95: 0; 96 Year 96: 0; 97 Year 97: 0; 98 Year 98: 0; 99 Year 99: 0; 100 Year 100: 0; 101 Year 101: 0; 102 Year 102: 0; 103 Year 103: 0; 104 Year 104: 0
[19 empty] | Fixed capex | Input | £000s | 1 Year 1: 12.9459; 2 Year 2: 0; 3 Year 3: 0; 4 Year 4: 0; 5 Year 5: 0; 6 Year 6: 0; 7 Year 7: 0; 8 Year 8: 0; 9 Year 9: 0; 10 Year 10: 0; 11 Year 11: 0; 12 Year 12: 0; 13 Year 13: 0; 14 Year 14: 0; 15 Year 15: 0; 16 Year 16: 0; 17 Year 17: 0; 18 Year 18: 0; 19 Year 19: 0; 20 Year 20: 0; 21 Year 21: 0; 22 Year 22: 0; 23 Year 23: 0; 24 Year 24: 0; 25 Year 25: 0; 26 Year 26: 0; 27 Year 27: 0; 28 Year 28: 0; 29 Year 29: 0; 30 Year 30: 0; 81 Year 81: 0; 82 Year 82: 0; 83 Year 83: 0; 84 Year 84: 0; 85 Year 85: 0; 86 Year 86: 0; 87 Year 87: 0; 88 Year 88: 0; 89 Year 89: 0; 90 Year 90: 0; 91 Year 91: 0; 92 Year 92: 0; 93 Year 93: 0; 94 Year 94: 0; 95 Year 95: 0; 96 Year 96: 0; 97 Year 97: 0; 98 Year 98: 0; 99 Year 99: 0; 100 Year 100: 0; 101 Year 101: 0; 102 Year 102: 0; 103 Year 103: 0; 104 Year 104: 0
[19 empty] | Variable capex | Input | £000s | 1 Year 1: 0; 2 Year 2: 0; 3 Year 3: 0; 4 Year 4: 0; 5 Year 5: 0; 6 Year 6: 0; 7 Year 7: 0; 8 Year 8: 0; 9 Year 9: 0; 10 Year 10: 0; 11 Year 11: 0; 12 Year 12: 0; 13 Year 13: 0; 14 Year 14: 0; 15 Year 15: 0; 16 Year 16: 0; 17 Year 17: 0; 18 Year 18: 0; 19 Year 19: 0; 20 Year 20: 0; 21 Year 21: 0; 22 Year 22: 0; 23 Year 23: 0; 24 Year 24: 0; 25 Year 25: 0; 26 Year 26: 0; 27 Year 27: 0; 28 Year 28: 0; 29 Year 29: 0; 30 Year 30: 0; 81 Year 81: 0; 82 Year 82: 0; 83 Year 83: 0; 84 Year 84: 0; 85 Year 85: 0; 86 Year 86: 0; 87 Year 87: 0; 88 Year 88: 0; 89 Year 89: 0; 90 Year 90: 0; 91 Year 91: 0; 92 Year 92: 0; 93 Year 93: 0; 94 Year 94: 0; 95 Year 95: 0; 96 Year 96: 0; 97 Year 97: 0; 98 Year 98: 0; 99 Year 99: 0; 100 Year 100: 0; 101 Year 101: 0; 102 Year 102: 0; 103 Year 103: 0; 104 Year 104: 0
[19 empty] | Financing costs | Input | £000s | 1 Year 1: 0.37543; 2 Year 2: 0.37543; 3 Year 3: 0.37543; 4 Year 4: 0.37543; 5 Year 5: 0.37543; 6 Year 6: 0.37543; 7 Year 7: 0.37543; 8 Year 8: 0.37543; 9 Year 9: 0.37543; 10 Year 10: 0.37543; 11 Year 11: 0.37543; 12 Year 12: 0.37543; 13 Year 13: 0.37543; 14 Year 14: 0.37543; 15 Year 15: 0.37543; 16 Year 16: 0.37543; 17 Year 17: 0.37543; 18 Year 18: 0.37543; 19 Year 19: 0.37543; 20 Year 20: 0.37543; 21 Year 21: 0.37543; 22 Year 22: 0.37543; 23 Year 23: 0.37543; 24 Year 24: 0.37543; 25 Year 25: 0.37543; 26 Year 26: 0.37543; 27 Year 27: 0.37543; 28 Year 28: 0.37543; 29 Year 29: 0.37543; 30 Year 30: 0.37543
[19 empty] | Fixed opex | Input | £000s | 1 Year 1: 0; 2 Year 2: 0; 3 Year 3: 0; 4 Year 4: 0; 5 Year 5: 0; 6 Year 6: 0; 7 Year 7: 0; 8 Year 8: 0; 9 Year 9: 0; 10 Year 10: 0; 11 Year 11: 0; 12 Year 12: 0; 13 Year 13: 0; 14 Year 14: 0; 15 Year 15: 0; 16 Year 16: 0; 17 Year 17: 0; 18 Year 18: 0; 19 Year 19: 0; 20 Year 20: 0; 21 Year 21: 0; 22 Year 22: 0; 23 Year 23: 0; 24 Year 24: 0; 25 Year 25: 0; 26 Year 26: 0; 27 Year 27: 0; 28 Year 28: 0; 29 Year 29: 0; 30 Year 30: 0; 81 Year 81: 0; 82 Year 82: 0; 83 Year 83: 0; 84 Year 84: 0; 85 Year 85: 0; 86 Year 86: 0; 87 Year 87: 0; 88 Year 88: 0; 89 Year 89: 0; 90 Year 90: 0; 91 Year 91: 0; 92 Year 92: 0; 93 Year 93: 0; 94 Year 94: 0; 95 Year 95: 0; 96 Year 96: 0; 97 Year 97: 0; 98 Year 98: 0; 99 Year 99: 0; 100 Year 100: 0; 101 Year 101: 0; 102 Year 102: 0; 103 Year 103: 0; 104 Year 104: 0
[19 empty] | Variable opex | Input | £000s | 1 Year 1: 0; 2 Year 2: 0; 3 Year 3: 0; 4 Year 4: 0; 5 Year 5: 0; 6 Year 6: 0; 7 Year 7: 0; 8 Year 8: 0; 9 Year 9: 0; 10 Year 10: 0; 11 Year 11: 0; 12 Year 12: 0; 13 Year 13: 0; 14 Year 14: 0; 15 Year 15: 0; 16 Year 16: 0; 17 Year 17: 0; 18 Year 18: 0; 19 Year 19: 0; 20 Year 20: 0; 21 Year 21: 0; 22 Year 22: 0; 23 Year 23: 0; 24 Year 24: 0; 25 Year 25: 0; 26 Year 26: 0; 27 Year 27: 0; 28 Year 28: 0; 29 Year 29: 0; 30 Year 30: 0; 81 Year 81: 0; 82 Year 82: 0; 83 Year 83: 0; 84 Year 84: 0; 85 Year 85: 0; 86 Year 86: 0; 87 Year 87: 0; 88 Year 88: 0; 89 Year 89: 0; 90 Year 90: 0; 91 Year 91: 0; 92 Year 92: 0; 93 Year 93: 0; 94 Year 94: 0; 95 Year 95: 0; 96 Year 96: 0; 97 Year 97: 0; 98 Year 98: 0; 99 Year 99: 0; 100 Year 100: 0; 101 Year 101: 0; 102 Year 102: 0; 103 Year 103: 0; 104 Year 104: 0
[19 empty] | Opex savings | Input | £000s | 1 Year 1: 0; 2 Year 2: 0; 3 Year 3: 0; 4 Year 4: 0; 5 Year 5: 0; 6 Year 6: 0; 7 Year 7: 0; 8 Year 8: 0; 9 Year 9: 0; 10 Year 10: 0; 11 Year 11: 0; 12 Year 12: 0; 13 Year 13: 0; 14 Year 14: 0; 15 Year 15: 0; 16 Year 16: 0; 17 Year 17: 0; 18 Year 18: 0; 19 Year 19: 0; 20 Year 20: 0; 21 Year 21: 0; 22 Year 22: 0; 23 Year 23: 0; 24 Year 24: 0; 25 Year 25: 0; 26 Year 26: 0; 27 Year 27: 0; 28 Year 28: 0; 29 Year 29: 0; 30 Year 30: 0; 81 Year 81: 0; 82 Year 82: 0; 83 Year 83: 0; 84 Year 84: 0; 85 Year 85: 0; 86 Year 86: 0; 87 Year 87: 0; 88 Year 88: 0; 89 Year 89: 0; 90 Year 90: 0; 91 Year 91: 0; 92 Year 92: 0; 93 Year 93: 0; 94 Year 94: 0; 95 Year 95: 0; 96 Year 96: 0; 97 Year 97: 0; 98 Year 98: 0; 99 Year 99: 0; 100 Year 100: 0; 101 Year 101: 0; 102 Year 102: 0; 103 Year 103: 0; 104 Year 104: 0
[19 empty] | Fixed env & social | Input | £000s | 1 Year 1: 0; 2 Year 2: 0; 3 Year 3: 0; 4 Year 4: 0; 5 Year 5: 0; 6 Year 6: 0; 7 Year 7: 0; 8 Year 8: 0; 9 Year 9: 0; 10 Year 10: 0; 11 Year 11: 0; 12 Year 12: 0; 13 Year 13: 0; 14 Year 14: 0; 15 Year 15: 0; 16 Year 16: 0; 17 Year 17: 0; 18 Year 18: 0; 19 Year 19: 0; 20 Year 20: 0; 21 Year 21: 0; 22 Year 22: 0; 23 Year 23: 0; 24 Year 24: 0; 25 Year 25: 0; 26 Year 26: 0; 27 Year 27: 0; 28 Year 28: 0; 29 Year 29: 0; 30 Year 30: 0; 81 Year 81: 0; 82 Year 82: 0; 83 Year 83: 0; 84 Year 84: 0; 85 Year 85: 0; 86 Year 86: 0; 87 Year 87: 0; 88 Year 88: 0; 89 Year 89: 0; 90 Year 90: 0; 91 Year 91: 0; 92 Year 92: 0; 93 Year 93: 0; 94 Year 94: 0; 95 Year 95: 0; 96 Year 96: 0; 97 Year 97: 0; 98 Year 98: 0; 99 Year 99: 0; 100 Year 100: 0; 101 Year 101: 0; 102 Year 102: 0; 103 Year 103: 0; 104 Year 104: 0
[19 empty] | Variable env & social | Input | £000s | 1 Year 1: 0; 2 Year 2: 0; 3 Year 3: 0; 4 Year 4: 0; 5 Year 5: 0; 6 Year 6: 0; 7 Year 7: 0; 8 Year 8: 0; 9 Year 9: 0; 10 Year 10: 0; 11 Year 11: 0; 12 Year 12: 0; 13 Year 13: 0; 14 Year 14: 0; 15 Year 15: 0; 16 Year 16: 0; 17 Year 17: 0; 18 Year 18: 0; 19 Year 19: 0; 20 Year 20: 0; 21 Year 21: 0; 22 Year 22: 0; 23 Year 23: 0; 24 Year 24: 0; 25 Year 25: 0; 26 Year 26: 0; 27 Year 27: 0; 28 Year 28: 0; 29 Year 29: 0; 30 Year 30: 0; 81 Year 81: 0; 82 Year 82: 0; 83 Year 83: 0; 84 Year 84: 0; 85 Year 85: 0; 86 Year 86: 0; 87 Year 87: 0; 88 Year 88: 0; 89 Year 89: 0; 90 Year 90: 0; 91 Year 91: 0; 92 Year 92: 0; 93 Year 93: 0; 94 Year 94: 0; 95 Year 95: 0; 96 Year 96: 0; 97 Year 97: 0; 98 Year 98: 0; 99 Year 99: 0; 100 Year 100: 0; 101 Year 101: 0; 102 Year 102: 0; 103 Year 103: 0; 104 Year 104: 0
[19 empty] | Fixed carbon costs | Input | £000s | 1 Year 1: 0; 2 Year 2: 0; 3 Year 3: 0; 4 Year 4: 0; 5 Year 5: 0; 6 Year 6: 0; 7 Year 7: 0; 8 Year 8: 0; 9 Year 9: 0; 10 Year 10: 0; 11 Year 11: 0; 12 Year 12: 0; 13 Year 13: 0; 14 Year 14: 0; 15 Year 15: 0; 16 Year 16: 0; 17 Year 17: 0; 18 Year 18: 0; 19 Year 19: 0; 20 Year 20: 0; 21 Year 21: 0; 22 Year 22: 0; 23 Year 23: 0; 24 Year 24: 0; 25 Year 25: 0; 26 Year 26: 0; 27 Year 27: 0; 28 Year 28: 0; 29 Year 29: 0; 30 Year 30: 0; 81 Year 81: 0; 82 Year 82: 0; 83 Year 83: 0; 84 Year 84: 0; 85 Year 85: 0; 86 Year 86: 0; 87 Year 87: 0; 88 Year 88: 0; 89 Year 89: 0; 90 Year 90: 0; 91 Year 91: 0; 92 Year 92: 0; 93 Year 93: 0; 94 Year 94: 0; 95 Year 95: 0; 96 Year 96: 0; 97 Year 97: 0; 98 Year 98: 0; 99 Year 99: 0; 100 Year 100: 0; 101 Year 101: 0; 102 Year 102: 0; 103 Year 103: 0; 104 Year 104: 0
[19 empty] | Variable carbon costs | Input | £000s | 1 Year 1: 0; 2 Year 2: 0; 3 Year 3: 0; 4 Year 4: 0; 5 Year 5: 0; 6 Year 6: 0; 7 Year 7: 0; 8 Year 8: 0; 9 Year 9: 0; 10 Year 10: 0; 11 Year 11: 0; 12 Year 12: 0; 13 Year 13: 0; 14 Year 14: 0; 15 Year 15: 0; 16 Year 16: 0; 17 Year 17: 0; 18 Year 18: 0; 19 Year 19: 0; 20 Year 20: 0; 21 Year 21: 0; 22 Year 22: 0; 23 Year 23: 0; 24 Year 24: 0; 25 Year 25: 0; 26 Year 26: 0; 27 Year 27: 0; 28 Year 28: 0; 29 Year 29: 0; 30 Year 30: 0; 81 Year 81: 0; 82 Year 82: 0; 83 Year 83: 0; 84 Year 84: 0; 85 Year 85: 0; 86 Year 86: 0; 87 Year 87: 0; 88 Year 88: 0; 89 Year 89: 0; 90 Year 90: 0; 91 Year 91: 0; 92 Year 92: 0; 93 Year 93: 0; 94 Year 94: 0; 95 Year 95: 0; 96 Year 96: 0; 97 Year 97: 0; 98 Year 98: 0; 99 Year 99: 0; 100 Year 100: 0; 101 Year 101: 0; 102 Year 102: 0; 103 Year 103: 0; 104 Year 104: 0
[19 empty] | Customer willingness to pay | Input | £000s | 1 Year 1: 145.3114; 2 Year 2: 145.3114; 3 Year 3: 145.3114; 4 Year 4: 145.3114; 5 Year 5: 145.3114; 6 Year 6: 145.3114; 7 Year 7: 145.3114; 8 Year 8: 145.3114; 9 Year 9: 145.3114; 10 Year 10: 145.3114; 11 Year 11: 145.3114; 12 Year 12: 145.3114; 13 Year 13: 145.3114; 14 Year 14: 145.3114; 15 Year 15: 145.3114; 16 Year 16: 145.3114; 17 Year 17: 145.3114; 18 Year 18: 145.3114; 19 Year 19: 145.3114; 20 Year 20: 145.3114; 21 Year 21: 145.3114; 22 Year 22: 145.3114; 23 Year 23: 145.3114; 24 Year 24: 145.3114; 25 Year 25: 145.3114; 26 Year 26: 145.3114; 27 Year 27: 145.3114; 28 Year 28: 145.3114; 29 Year 29: 145.3114; 30 Year 30: 145.3114; 81 Year 81: 0; 82 Year 82: 0; 83 Year 83: 0; 84 Year 84: 0; 85 Year 85: 0; 86 Year 86: 0; 87 Year 87: 0; 88 Year 88: 0; 89 Year 89: 0; 90 Year 90: 0; 91 Year 91: 0; 92 Year 92: 0; 93 Year 93: 0; 94 Year 94: 0; 95 Year 95: 0; 96 Year 96: 0; 97 Year 97: 0; 98 Year 98: 0; 99 Year 99: 0; 100 Year 100: 0; 101 Year 101: 0; 102 Year 102: 0; 103 Year 103: 0; 104 Year 104: 0
[19 empty] | Total | Sum of above (excl WAFU) | £000s | 158.6327 | 145.6868 | 145.6868 | 145.6868 | 145.6868 | 145.6868 | 145.6868 | 145.6868 | 145.6868 | 145.6868 | 145.6868 | 145.6868 | 145.6868 | 145.6868 | 145.6868 | 145.6868 | 145.6868 | 145.6868 | 145.6868 | 145.6868 | 145.6868 | 145.6868 | 145.6868 | 145.6868 | 145.6868 | 145.6868 | 145.6868 | 145.6868 | 145.6868 | 145.6868 | 0 | 0 | 0 | 0 | 0 | 0 | 0 | 0 | 0 | 0 | 0 | 0 | 0 | 0 | 0 | 0 | 0 | 0 | 0 | 0 | 0 | 0 | 0 | 0 | 0 | 0 | 0 | 0 | 0 | 0 | 0 | 0 | 0 | 0 | 0 | 0 | 0 | 0 | 0 | 0 | 0 | 0 | 0 | 0 | 0 | 0 | 0 | 0 | 0 | 0 | 0 | 0 | 0 | 0 | 0 | 0 | 0 | 0 | 0 | 0 | 0 | 0 | 0 | 0 | 0 | 0 | 0 | 0 | 0 | 0 | 0 | 0 | 0 | 0
58.1x | TYLK CCSP02 | Tywyn SDMA | Other leakage control | N | 2020-21 | Capacity | 0.01028 | 71.4245 | 2451.2081 | 0 | 0 | 0 | 2766.1132 | 5217.3213 | 3431.8862 | 7304.6645 | 4 | 4 | Gains in WAFU / Savings in demand | Input | Ml/d | 1 Year 1: 0.01028; 2 Year 2: 0.01028; 3 Year 3: 0.01028; 4 Year 4: 0.01028; 5 Year 5: 0.01028; 6 Year 6: 0.01028; 7 Year 7: 0.01028; 8 Year 8: 0.01028; 9 Year 9: 0.01028; 10 Year 10: 0.01028; 11 Year 11: 0.01028; 12 Year 12: 0.01028; 13 Year 13: 0.01028; 14 Year 14: 0.01028; 15 Year 15: 0.01028; 16 Year 16: 0.01028; 17 Year 17: 0.01028; 18 Year 18: 0.01028; 19 Year 19: 0.01028; 20 Year 20: 0.01028; 21 Year 21: 0.01028; 22 Year 22: 0.01028; 23 Year 23: 0.01028; 24 Year 24: 0.01028; 25 Year 25: 0.01028; 26 Year 26: 0.01028; 27 Year 27: 0.01028; 28 Year 28: 0.01028; 29 Year 29: 0.01028; 30 Year 30: 0.01028; 81 Year 81: 0; 82 Year 82: 0; 83 Year 83: 0; 84 Year 84: 0; 85 Year 85: 0; 86 Year 86: 0; 87 Year 87: 0; 88 Year 88: 0; 89 Year 89: 0; 90 Year 90: 0; 91 Year 91: 0; 92 Year 92: 0; 93 Year 93: 0; 94 Year 94: 0; 95 Year 95: 0; 96 Year 96: 0; 97 Year 97: 0; 98 Year 98: 0; 99 Year 99: 0; 100 Year 100: 0; 101 Year 101: 0; 102 Year 102: 0; 103 Year 103: 0; 104 Year 104: 0
[19 empty] | Fixed capex | Input | £000s | 1 Year 1: 1579.3488; 2 Year 2: 0; 3 Year 3: 0; 4 Year 4: 0; 5 Year 5: 0; 6 Year 6: 0; 7 Year 7: 0; 8 Year 8: 0; 9 Year 9: 0; 10 Year 10: 0; 11 Year 11: 0; 12 Year 12: 0; 13 Year 13: 0; 14 Year 14: 0; 15 Year 15: 0; 16 Year 16: 0; 17 Year 17: 0; 18 Year 18: 0; 19 Year 19: 0; 20 Year 20: 0; 21 Year 21: 0; 22 Year 22: 0; 23 Year 23: 0; 24 Year 24: 0; 25 Year 25: 0; 26 Year 26: 0; 27 Year 27: 0; 28 Year 28: 0; 29 Year 29: 0; 30 Year 30: 0; 81 Year 81: 0; 82 Year 82: 0; 83 Year 83: 0; 84 Year 84: 0; 85 Year 85: 0; 86 Year 86: 0; 87 Year 87: 0; 88 Year 88: 0; 89 Year 89: 0; 90 Year 90: 0; 91 Year 91: 0; 92 Year 92: 0; 93 Year 93: 0; 94 Year 94: 0; 95 Year 95: 0; 96 Year 96: 0; 97 Year 97: 0; 98 Year 98: 0; 99 Year 99: 0; 100 Year 100: 0; 101 Year 101: 0; 102 Year 102: 0; 103 Year 103: 0; 104 Year 104: 0
[19 empty] | Variable capex | Input | £000s | 1 Year 1: 0; 2 Year 2: 0; 3 Year 3: 0; 4 Year 4: 0; 5 Year 5: 0; 6 Year 6: 0; 7 Year 7: 0; 8 Year 8: 0; 9 Year 9: 0; 10 Year 10: 0; 11 Year 11: 0; 12 Year 12: 0; 13 Year 13: 0; 14 Year 14: 0; 15 Year 15: 0; 16 Year 16: 0; 17 Year 17: 0; 18 Year 18: 0; 19 Year 19: 0; 20 Year 20: 0; 21 Year 21: 0; 22 Year 22: 0; 23 Year 23: 0; 24 Year 24: 0; 25 Year 25: 0; 26 Year 26: 0; 27 Year 27: 0; 28 Year 28: 0; 29 Year 29: 0; 30 Year 30: 0; 81 Year 81: 0; 82 Year 82: 0; 83 Year 83: 0; 84 Year 84: 0; 85 Year 85: 0; 86 Year 86: 0; 87 Year 87: 0; 88 Year 88: 0; 89 Year 89: 0; 90 Year 90: 0; 91 Year 91: 0; 92 Year 92: 0; 93 Year 93: 0; 94 Year 94: 0; 95 Year 95: 0; 96 Year 96: 0; 97 Year 97: 0; 98 Year 98: 0; 99 Year 99: 0; 100 Year 100: 0; 101 Year 101: 0; 102 Year 102: 0; 103 Year 103: 0; 104 Year 104: 0
[19 empty] | Financing costs | Input | £000s | 1 Year 1: 45.8011; 2 Year 2: 45.8011; 3 Year 3: 45.8011; 4 Year 4: 45.8011; 5 Year 5: 45.8011; 6 Year 6: 45.8011; 7 Year 7: 45.8011; 8 Year 8: 45.8011; 9 Year 9: 45.8011; 10 Year 10: 45.8011; 11 Year 11: 45.8011; 12 Year 12: 45.8011; 13 Year 13: 45.8011; 14 Year 14: 45.8011; 15 Year 15: 45.8011; 16 Year 16: 45.8011; 17 Year 17: 45.8011; 18 Year 18: 45.8011; 19 Year 19: 45.8011; 20 Year 20: 45.8011; 21 Year 21: 45.8011; 22 Year 22: 45.8011; 23 Year 23: 45.8011; 24 Year 24: 45.8011; 25 Year 25: 45.8011; 26 Year 26: 45.8011; 27 Year 27: 45.8011; 28 Year 28: 45.8011; 29 Year 29: 45.8011; 30 Year 30: 45.8011
[19 empty] | Fixed opex | Input | £000s | 1 Year 1: 0; 2 Year 2: 0; 3 Year 3: 0; 4 Year 4: 0; 5 Year 5: 0; 6 Year 6: 0; 7 Year 7: 0; 8 Year 8: 0; 9 Year 9: 0; 10 Year 10: 0; 11 Year 11: 0; 12 Year 12: 0; 13 Year 13: 0; 14 Year 14: 0; 15 Year 15: 0; 16 Year 16: 0; 17 Year 17: 0; 18 Year 18: 0; 19 Year 19: 0; 20 Year 20: 0; 21 Year 21: 0; 22 Year 22: 0; 23 Year 23: 0; 24 Year 24: 0; 25 Year 25: 0; 26 Year 26: 0; 27 Year 27: 0; 28 Year 28: 0; 29 Year 29: 0; 30 Year 30: 0; 81 Year 81: 0; 82 Year 82: 0; 83 Year 83: 0; 84 Year 84: 0; 85 Year 85: 0; 86 Year 86: 0; 87 Year 87: 0; 88 Year 88: 0; 89 Year 89: 0; 90 Year 90: 0; 91 Year 91: 0; 92 Year 92: 0; 93 Year 93: 0; 94 Year 94: 0; 95 Year 95: 0; 96 Year 96: 0; 97 Year 97: 0; 98 Year 98: 0; 99 Year 99: 0; 100 Year 100: 0; 101 Year 101: 0; 102 Year 102: 0; 103 Year 103: 0; 104 Year 104: 0
[19 empty] | Variable opex | Input | £000s | 1 Year 1: 0; 2 Year 2: 0; 3 Year 3: 0; 4 Year 4: 0; 5 Year 5: 0; 6 Year 6: 0; 7 Year 7: 0; 8 Year 8: 0; 9 Year 9: 0; 10 Year 10: 0; 11 Year 11: 0; 12 Year 12: 0; 13 Year 13: 0; 14 Year 14: 0; 15 Year 15: 0; 16 Year 16: 0; 17 Year 17: 0; 18 Year 18: 0; 19 Year 19: 0; 20 Year 20: 0; 21 Year 21: 0; 22 Year 22: 0; 23 Year 23: 0; 24 Year 24: 0; 25 Year 25: 0; 26 Year 26: 0; 27 Year 27: 0; 28 Year 28: 0; 29 Year 29: 0; 30 Year 30: 0; 81 Year 81: 0; 82 Year 82: 0; 83 Year 83: 0; 84 Year 84: 0; 85 Year 85: 0; 86 Year 86: 0; 87 Year 87: 0; 88 Year 88: 0; 89 Year 89: 0; 90 Year 90: 0; 91 Year 91: 0; 92 Year 92: 0; 93 Year 93: 0; 94 Year 94: 0; 95 Year 95: 0; 96 Year 96: 0; 97 Year 97: 0; 98 Year 98: 0; 99 Year 99: 0; 100 Year 100: 0; 101 Year 101: 0; 102 Year 102: 0; 103 Year 103: 0; 104 Year 104: 0
[19 empty] | Opex savings | Input | £000s | 1 Year 1: 0; 2 Year 2: 0; 3 Year 3: 0; 4 Year 4: 0; 5 Year 5: 0; 6 Year 6: 0; 7 Year 7: 0; 8 Year 8: 0; 9 Year 9: 0; 10 Year 10: 0; 11 Year 11: 0; 12 Year 12: 0; 13 Year 13: 0; 14 Year 14: 0; 15 Year 15: 0; 16 Year 16: 0; 17 Year 17: 0; 18 Year 18: 0; 19 Year 19: 0; 20 Year 20: 0; 21 Year 21: 0; 22 Year 22: 0; 23 Year 23: 0; 24 Year 24: 0; 25 Year 25: 0; 26 Year 26: 0; 27 Year 27: 0; 28 Year 28: 0; 29 Year 29: 0; 30 Year 30: 0; 81 Year 81: 0; 82 Year 82: 0; 83 Year 83: 0; 84 Year 84: 0; 85 Year 85: 0; 86 Year 86: 0; 87 Year 87: 0; 88 Year 88: 0; 89 Year 89: 0; 90 Year 90: 0; 91 Year 91: 0; 92 Year 92: 0; 93 Year 93: 0; 94 Year 94: 0; 95 Year 95: 0; 96 Year 96: 0; 97 Year 97: 0; 98 Year 98: 0; 99 Year 99: 0; 100 Year 100: 0; 101 Year 101: 0; 102 Year 102: 0; 103 Year 103: 0; 104 Year 104: 0
[19 empty] | Fixed env & social | Input | £000s | 1 Year 1: 0; 2 Year 2: 0; 3 Year 3: 0; 4 Year 4: 0; 5 Year 5: 0; 6 Year 6: 0; 7 Year 7: 0; 8 Year 8: 0; 9 Year 9: 0; 10 Year 10: 0; 11 Year 11: 0; 12 Year 12: 0; 13 Year 13: 0; 14 Year 14: 0; 15 Year 15: 0; 16 Year 16: 0; 17 Year 17: 0; 18 Year 18: 0; 19 Year 19: 0; 20 Year 20: 0; 21 Year 21: 0; 22 Year 22: 0; 23 Year 23: 0; 24 Year 24: 0; 25 Year 25: 0; 26 Year 26: 0; 27 Year 27: 0; 28 Year 28: 0; 29 Year 29: 0; 30 Year 30: 0; 81 Year 81: 0; 82 Year 82: 0; 83 Year 83: 0; 84 Year 84: 0; 85 Year 85: 0; 86 Year 86: 0; 87 Year 87: 0; 88 Year 88: 0; 89 Year 89: 0; 90 Year 90: 0; 91 Year 91: 0; 92 Year 92: 0; 93 Year 93: 0; 94 Year 94: 0; 95 Year 95: 0; 96 Year 96: 0; 97 Year 97: 0; 98 Year 98: 0; 99 Year 99: 0; 100 Year 100: 0; 101 Year 101: 0; 102 Year 102: 0; 103 Year 103: 0; 104 Year 104: 0
[19 empty] | Variable env & social | Input | £000s | 1 Year 1: 0; 2 Year 2: 0; 3 Year 3: 0; 4 Year 4: 0; 5 Year 5: 0; 6 Year 6: 0; 7 Year 7: 0; 8 Year 8: 0; 9 Year 9: 0; 10 Year 10: 0; 11 Year 11: 0; 12 Year 12: 0; 13 Year 13: 0; 14 Year 14: 0; 15 Year 15: 0; 16 Year 16: 0; 17 Year 17: 0; 18 Year 18: 0; 19 Year 19: 0; 20 Year 20: 0; 21 Year 21: 0; 22 Year 22: 0; 23 Year 23: 0; 24 Year 24: 0; 25 Year 25: 0; 26 Year 26: 0; 27 Year 27: 0; 28 Year 28: 0; 29 Year 29: 0; 30 Year 30: 0; 81 Year 81: 0; 82 Year 82: 0; 83 Year 83: 0; 84 Year 84: 0; 85 Year 85: 0; 86 Year 86: 0; 87 Year 87: 0; 88 Year 88: 0; 89 Year 89: 0; 90 Year 90: 0; 91 Year 91: 0; 92 Year 92: 0; 93 Year 93: 0; 94 Year 94: 0; 95 Year 95: 0; 96 Year 96: 0; 97 Year 97: 0; 98 Year 98: 0; 99 Year 99: 0; 100 Year 100: 0; 101 Year 101: 0; 102 Year 102: 0; 103 Year 103: 0; 104 Year 104: 0
[19 empty] | Fixed carbon costs | Input | £000s | 1 Year 1: 0; 2 Year 2: 0; 3 Year 3: 0; 4 Year 4: 0; 5 Year 5: 0; 6 Year 6: 0; 7 Year 7: 0; 8 Year 8: 0; 9 Year 9: 0; 10 Year 10: 0; 11 Year 11: 0; 12 Year 12: 0; 13 Year 13: 0; 14 Year 14: 0; 15 Year 15: 0; 16 Year 16: 0; 17 Year 17: 0; 18 Year 18: 0; 19 Year 19: 0; 20 Year 20: 0; 21 Year 21: 0; 22 Year 22: 0; 23 Year 23: 0; 24 Year 24: 0; 25 Year 25: 0; 26 Year 26: 0; 27 Year 27: 0; 28 Year 28: 0; 29 Year 29: 0; 30 Year 30: 0; 81 Year 81: 0; 82 Year 82: 0; 83 Year 83: 0; 84 Year 84: 0; 85 Year 85: 0; 86 Year 86: 0; 87 Year 87: 0; 88 Year 88: 0; 89 Year 89: 0; 90 Year 90: 0; 91 Year 91: 0; 92 Year 92: 0; 93 Year 93: 0; 94 Year 94: 0; 95 Year 95: 0; 96 Year 96: 0; 97 Year 97: 0; 98 Year 98: 0; 99 Year 99: 0; 100 Year 100: 0; 101 Year 101: 0; 102 Year 102: 0; 103 Year 103: 0; 104 Year 104: 0
[19 empty] | Variable carbon costs | Input | £000s | 1 Year 1: 0; 2 Year 2: 0; 3 Year 3: 0; 4 Year 4: 0; 5 Year 5: 0; 6 Year 6: 0; 7 Year 7: 0; 8 Year 8: 0; 9 Year 9: 0; 10 Year 10: 0; 11 Year 11: 0; 12 Year 12: 0; 13 Year 13: 0; 14 Year 14: 0; 15 Year 15: 0; 16 Year 16: 0; 17 Year 17: 0; 18 Year 18: 0; 19 Year 19: 0; 20 Year 20: 0; 21 Year 21: 0; 22 Year 22: 0; 23 Year 23: 0; 24 Year 24: 0; 25 Year 25: 0; 26 Year 26: 0; 27 Year 27: 0; 28 Year 28: 0; 29 Year 29: 0; 30 Year 30: 0; 81 Year 81: 0; 82 Year 82: 0; 83 Year 83: 0; 84 Year 84: 0; 85 Year 85: 0; 86 Year 86: 0; 87 Year 87: 0; 88 Year 88: 0; 89 Year 89: 0; 90 Year 90: 0; 91 Year 91: 0; 92 Year 92: 0; 93 Year 93: 0; 94 Year 94: 0; 95 Year 95: 0; 96 Year 96: 0; 97 Year 97: 0; 98 Year 98: 0; 99 Year 99: 0; 100 Year 100: 0; 101 Year 101: 0; 102 Year 102: 0; 103 Year 103: 0; 104 Year 104: 0
[19 empty] | Customer willingness to pay | Input | £000s | 1 Year 1: 145.3114; 2 Year 2: 145.3114; 3 Year 3: 145.3114; 4 Year 4: 145.3114; 5 Year 5: 145.3114; 6 Year 6: 145.3114; 7 Year 7: 145.3114; 8 Year 8: 145.3114; 9 Year 9: 145.3114; 10 Year 10: 145.3114; 11 Year 11: 145.3114; 12 Year 12: 145.3114; 13 Year 13: 145.3114; 14 Year 14: 145.3114; 15 Year 15: 145.3114; 16 Year 16: 145.3114; 17 Year 17: 145.3114; 18 Year 18: 145.3114; 19 Year 19: 145.3114; 20 Year 20: 145.3114; 21 Year 21: 145.3114; 22 Year 22: 145.3114; 23 Year 23: 145.3114; 24 Year 24: 145.3114; 25 Year 25: 145.3114; 26 Year 26: 145.3114; 27 Year 27: 145.3114; 28 Year 28: 145.3114; 29 Year 29: 145.3114; 30 Year 30: 145.3114; 81 Year 81: 0; 82 Year 82: 0; 83 Year 83: 0; 84 Year 84: 0; 85 Year 85: 0; 86 Year 86: 0; 87 Year 87: 0; 88 Year 88: 0; 89 Year 89: 0; 90 Year 90: 0; 91 Year 91: 0; 92 Year 92: 0; 93 Year 93: 0; 94 Year 94: 0; 95 Year 95: 0; 96 Year 96: 0; 97 Year 97: 0; 98 Year 98: 0; 99 Year 99: 0; 100 Year 100: 0; 101 Year 101: 0; 102 Year 102: 0; 103 Year 103: 0; 104 Year 104: 0
[19 empty] | Total | Sum of above (excl WAFU) | £000s | 1770.4612 | 191.1125 | 191.1125 | 191.1125 | 191.1125 | 191.1125 | 191.1125 | 191.1125 | 191.1125 | 191.1125 | 191.1125 | 191.1125 | 191.1125 | 191.1125 | 191.1125 | 191.1125 | 191.1125 | 191.1125 | 191.1125 | 191.1125 | 191.1125 | 191.1125 | 191.1125 | 191.1125 | 191.1125 | 191.1125 | 191.1125 | 191.1125 | 191.1125 | 191.1125 | 0 | 0 | 0 | 0 | 0 | 0 | 0 | 0 | 0 | 0 | 0 | 0 | 0 | 0 | 0 | 0 | 0 | 0 | 0 | 0 | 0 | 0 | 0 | 0 | 0 | 0 | 0 | 0 | 0 | 0 | 0 | 0 | 0 | 0 | 0 | 0 | 0 | 0 | 0 | 0 | 0 | 0 | 0 | 0 | 0 | 0 | 0 | 0 | 0 | 0 | 0 | 0 | 0 | 0 | 0 | 0 | 0 | 0 | 0 | 0 | 0 | 0 | 0 | 0 | 0 | 0 | 0 | 0 | 0 | 0 | 0 | 0 | 0 | 0
58.1x | TYLK CCSP01 | Aberdyfi SDMA | Other leakage control | N | 2020-21 | Capacity | 0.0067996 | 47.2437 | 874.6453 | 0 | 0 | 0 | 2766.1132 | 3640.7585 | 1851.3486 | 7706.3388 | 4 | 4 | Gains in WAFU / Savings in demand | Input | Ml/d | 1 Year 1: 0.0067996; 2 Year 2: 0.0067996; 3 Year 3: 0.0067996; 4 Year 4: 0.0067996; 5 Year 5: 0.0067996; 6 Year 6: 0.0067996; 7 Year 7: 0.0067996; 8 Year 8: 0.0067996; 9 Year 9: 0.0067996; 10 Year 10: 0.0067996; 11 Year 11: 0.0067996; 12 Year 12: 0.0067996; 13 Year 13: 0.0067996; 14 Year 14: 0.0067996; 15 Year 15: 0.0067996; 16 Year 16: 0.0067996; 17 Year 17: 0.0067996; 18 Year 18: 0.0067996; 19 Year 19: 0.0067996; 20 Year 20: 0.0067996; 21 Year 21: 0.0067996; 22 Year 22: 0.0067996; 23 Year 23: 0.0067996; 24 Year 24: 0.0067996; 25 Year 25: 0.0067996; 26 Year 26: 0.0067996; 27 Year 27: 0.0067996; 28 Year 28: 0.0067996; 29 Year 29: 0.0067996; 30 Year 30: 0.0067996; 81 Year 81: 0; 82 Year 82: 0; 83 Year 83: 0; 84 Year 84: 0; 85 Year 85: 0; 86 Year 86: 0; 87 Year 87: 0; 88 Year 88: 0; 89 Year 89: 0; 90 Year 90: 0; 91 Year 91: 0; 92 Year 92: 0; 93 Year 93: 0; 94 Year 94: 0; 95 Year 95: 0; 96 Year 96: 0; 97 Year 97: 0; 98 Year 98: 0; 99 Year 99: 0; 100 Year 100: 0; 101 Year 101: 0; 102 Year 102: 0; 103 Year 103: 0; 104 Year 104: 0
[19 empty] | Fixed capex | Input | £000s | 1 Year 1: 563.5466; 2 Year 2: 0; 3 Year 3: 0; 4 Year 4: 0; 5 Year 5: 0; 6 Year 6: 0; 7 Year 7: 0; 8 Year 8: 0; 9 Year 9: 0; 10 Year 10: 0; 11 Year 11: 0; 12 Year 12: 0; 13 Year 13: 0; 14 Year 14: 0; 15 Year 15: 0; 16 Year 16: 0; 17 Year 17: 0; 18 Year 18: 0; 19 Year 19: 0; 20 Year 20: 0; 21 Year 21: 0; 22 Year 22: 0; 23 Year 23: 0; 24 Year 24: 0; 25 Year 25: 0; 26 Year 26: 0; 27 Year 27: 0; 28 Year 28: 0; 29 Year 29: 0; 30 Year 30: 0; 81 Year 81: 0; 82 Year 82: 0; 83 Year 83: 0; 84 Year 84: 0; 85 Year 85: 0; 86 Year 86: 0; 87 Year 87: 0; 88 Year 88: 0; 89 Year 89: 0; 90 Year 90: 0; 91 Year 91: 0; 92 Year 92: 0; 93 Year 93: 0; 94 Year 94: 0; 95 Year 95: 0; 96 Year 96: 0; 97 Year 97: 0; 98 Year 98: 0; 99 Year 99: 0; 100 Year 100: 0; 101 Year 101: 0; 102 Year 102: 0; 103 Year 103: 0; 104 Year 104: 0
[19 empty] | Variable capex | Input | £000s | 1 Year 1: 0; 2 Year 2: 0; 3 Year 3: 0; 4 Year 4: 0; 5 Year 5: 0; 6 Year 6: 0; 7 Year 7: 0; 8 Year 8: 0; 9 Year 9: 0; 10 Year 10: 0; 11 Year 11: 0; 12 Year 12: 0; 13 Year 13: 0; 14 Year 14: 0; 15 Year 15: 0; 16 Year 16: 0; 17 Year 17: 0; 18 Year 18: 0; 19 Year 19: 0; 20 Year 20: 0; 21 Year 21: 0; 22 Year 22: 0; 23 Year 23: 0; 24 Year 24: 0; 25 Year 25: 0; 26 Year 26: 0; 27 Year 27: 0; 28 Year 28: 0; 29 Year 29: 0; 30 Year 30: 0; 81 Year 81: 0; 82 Year 82: 0; 83 Year 83: 0; 84 Year 84: 0; 85 Year 85: 0; 86 Year 86: 0; 87 Year 87: 0; 88 Year 88: 0; 89 Year 89: 0; 90 Year 90: 0; 91 Year 91: 0; 92 Year 92: 0; 93 Year 93: 0; 94 Year 94: 0; 95 Year 95: 0; 96 Year 96: 0; 97 Year 97: 0; 98 Year 98: 0; 99 Year 99: 0; 100 Year 100: 0; 101 Year 101: 0; 102 Year 102: 0; 103 Year 103: 0; 104 Year 104: 0
[19 empty] | Financing costs | Input | £000s | 1 Year 1: 16.3429; 2 Year 2: 16.3429; 3 Year 3: 16.3429; 4 Year 4: 16.3429; 5 Year 5: 16.3429; 6 Year 6: 16.3429; 7 Year 7: 16.3429; 8 Year 8: 16.3429; 9 Year 9: 16.3429; 10 Year 10: 16.3429; 11 Year 11: 16.3429; 12 Year 12: 16.3429; 13 Year 13: 16.3429; 14 Year 14: 16.3429; 15 Year 15: 16.3429; 16 Year 16: 16.3429; 17 Year 17: 16.3429; 18 Year 18: 16.3429; 19 Year 19: 16.3429; 20 Year 20: 16.3429; 21 Year 21: 16.3429; 22 Year 22: 16.3429; 23 Year 23: 16.3429; 24 Year 24: 16.3429; 25 Year 25: 16.3429; 26 Year 26: 16.3429; 27 Year 27: 16.3429; 28 Year 28: 16.3429; 29 Year 29: 16.3429; 30 Year 30: 16.3429
[19 empty] | Fixed opex | Input | £000s | 1 Year 1: 0; 2 Year 2: 0; 3 Year 3: 0; 4 Year 4: 0; 5 Year 5: 0; 6 Year 6: 0; 7 Year 7: 0; 8 Year 8: 0; 9 Year 9: 0; 10 Year 10: 0; 11 Year 11: 0; 12 Year 12: 0; 13 Year 13: 0; 14 Year 14: 0; 15 Year 15: 0; 16 Year 16: 0; 17 Year 17: 0; 18 Year 18: 0; 19 Year 19: 0; 20 Year 20: 0; 21 Year 21: 0; 22 Year 22: 0; 23 Year 23: 0; 24 Year 24: 0; 25 Year 25: 0; 26 Year 26: 0; 27 Year 27: 0; 28 Year 28: 0; 29 Year 29: 0; 30 Year 30: 0; 81 Year 81: 0; 82 Year 82: 0; 83 Year 83: 0; 84 Year 84: 0; 85 Year 85: 0; 86 Year 86: 0; 87 Year 87: 0; 88 Year 88: 0; 89 Year 89: 0; 90 Year 90: 0; 91 Year 91: 0; 92 Year 92: 0; 93 Year 93: 0; 94 Year 94: 0; 95 Year 95: 0; 96 Year 96: 0; 97 Year 97: 0; 98 Year 98: 0; 99 Year 99: 0; 100 Year 100: 0; 101 Year 101: 0; 102 Year 102: 0; 103 Year 103: 0; 104 Year 104: 0
[19 empty] | Variable opex | Input | £000s | 1 Year 1: 0; 2 Year 2: 0; 3 Year 3: 0; 4 Year 4: 0; 5 Year 5: 0; 6 Year 6: 0; 7 Year 7: 0; 8 Year 8: 0; 9 Year 9: 0; 10 Year 10: 0; 11 Year 11: 0; 12 Year 12: 0; 13 Year 13: 0; 14 Year 14: 0; 15 Year 15: 0; 16 Year 16: 0; 17 Year 17: 0; 18 Year 18: 0; 19 Year 19: 0; 20 Year 20: 0; 21 Year 21: 0; 22 Year 22: 0; 23 Year 23: 0; 24 Year 24: 0; 25 Year 25: 0; 26 Year 26: 0; 27 Year 27: 0; 28 Year 28: 0; 29 Year 29: 0; 30 Year 30: 0; 81 Year 81: 0; 82 Year 82: 0; 83 Year 83: 0; 84 Year 84: 0; 85 Year 85: 0; 86 Year 86: 0; 87 Year 87: 0; 88 Year 88: 0; 89 Year 89: 0; 90 Year 90: 0; 91 Year 91: 0; 92 Year 92: 0; 93 Year 93: 0; 94 Year 94: 0; 95 Year 95: 0; 96 Year 96: 0; 97 Year 97: 0; 98 Year 98: 0; 99 Year 99: 0; 100 Year 100: 0; 101 Year 101: 0; 102 Year 102: 0; 103 Year 103: 0; 104 Year 104: 0
[19 empty] | Opex savings | Input | £000s | 1 Year 1: 0; 2 Year 2: 0; 3 Year 3: 0; 4 Year 4: 0; 5 Year 5: 0; 6 Year 6: 0; 7 Year 7: 0; 8 Year 8: 0; 9 Year 9: 0; 10 Year 10: 0; 11 Year 11: 0; 12 Year 12: 0; 13 Year 13: 0; 14 Year 14: 0; 15 Year 15: 0; 16 Year 16: 0; 17 Year 17: 0; 18 Year 18: 0; 19 Year 19: 0; 20 Year 20: 0; 21 Year 21: 0; 22 Year 22: 0; 23 Year 23: 0; 24 Year 24: 0; 25 Year 25: 0; 26 Year 26: 0; 27 Year 27: 0; 28 Year 28: 0; 29 Year 29: 0; 30 Year 30: 0; 81 Year 81: 0; 82 Year 82: 0; 83 Year 83: 0; 84 Year 84: 0; 85 Year 85: 0; 86 Year 86: 0; 87 Year 87: 0; 88 Year 88: 0; 89 Year 89: 0; 90 Year 90: 0; 91 Year 91: 0; 92 Year 92: 0; 93 Year 93: 0; 94 Year 94: 0; 95 Year 95: 0; 96 Year 96: 0; 97 Year 97: 0; 98 Year 98: 0; 99 Year 99: 0; 100 Year 100: 0; 101 Year 101: 0; 102 Year 102: 0; 103 Year 103: 0; 104 Year 104: 0
[19 empty] | Fixed env & social | Input | £000s | 1 Year 1: 0; 2 Year 2: 0; 3 Year 3: 0; 4 Year 4: 0; 5 Year 5: 0; 6 Year 6: 0; 7 Year 7: 0; 8 Year 8: 0; 9 Year 9: 0; 10 Year 10: 0; 11 Year 11: 0; 12 Year 12: 0; 13 Year 13: 0; 14 Year 14: 0; 15 Year 15: 0; 16 Year 16: 0; 17 Year 17: 0; 18 Year 18: 0; 19 Year 19: 0; 20 Year 20: 0; 21 Year 21: 0; 22 Year 22: 0; 23 Year 23: 0; 24 Year 24: 0; 25 Year 25: 0; 26 Year 26: 0; 27 Year 27: 0; 28 Year 28: 0; 29 Year 29: 0; 30 Year 30: 0; 81 Year 81: 0; 82 Year 82: 0; 83 Year 83: 0; 84 Year 84: 0; 85 Year 85: 0; 86 Year 86: 0; 87 Year 87: 0; 88 Year 88: 0; 89 Year 89: 0; 90 Year 90: 0; 91 Year 91: 0; 92 Year 92: 0; 93 Year 93: 0; 94 Year 94: 0; 95 Year 95: 0; 96 Year 96: 0; 97 Year 97: 0; 98 Year 98: 0; 99 Year 99: 0; 100 Year 100: 0; 101 Year 101: 0; 102 Year 102: 0; 103 Year 103: 0; 104 Year 104: 0
[19 empty] | Variable env & social | Input | £000s | 1 Year 1: 0; 2 Year 2: 0; 3 Year 3: 0; 4 Year 4: 0; 5 Year 5: 0; 6 Year 6: 0; 7 Year 7: 0; 8 Year 8: 0; 9 Year 9: 0; 10 Year 10: 0; 11 Year 11: 0; 12 Year 12: 0; 13 Year 13: 0; 14 Year 14: 0; 15 Year 15: 0; 16 Year 16: 0; 17 Year 17: 0; 18 Year 18: 0; 19 Year 19: 0; 20 Year 20: 0; 21 Year 21: 0; 22 Year 22: 0; 23 Year 23: 0; 24 Year 24: 0; 25 Year 25: 0; 26 Year 26: 0; 27 Year 27: 0; 28 Year 28: 0; 29 Year 29: 0; 30 Year 30: 0; 81 Year 81: 0; 82 Year 82: 0; 83 Year 83: 0; 84 Year 84: 0; 85 Year 85: 0; 86 Year 86: 0; 87 Year 87: 0; 88 Year 88: 0; 89 Year 89: 0; 90 Year 90: 0; 91 Year 91: 0; 92 Year 92: 0; 93 Year 93: 0; 94 Year 94: 0; 95 Year 95: 0; 96 Year 96: 0; 97 Year 97: 0; 98 Year 98: 0; 99 Year 99: 0; 100 Year 100: 0; 101 Year 101: 0; 102 Year 102: 0; 103 Year 103: 0; 104 Year 104: 0
[19 empty] | Fixed carbon costs | Input | £000s | 1 Year 1: 0; 2 Year 2: 0; 3 Year 3: 0; 4 Year 4: 0; 5 Year 5: 0; 6 Year 6: 0; 7 Year 7: 0; 8 Year 8: 0; 9 Year 9: 0; 10 Year 10: 0; 11 Year 11: 0; 12 Year 12: 0; 13 Year 13: 0; 14 Year 14: 0; 15 Year 15: 0; 16 Year 16: 0; 17 Year 17: 0; 18 Year 18: 0; 19 Year 19: 0; 20 Year 20: 0; 21 Year 21: 0; 22 Year 22: 0; 23 Year 23: 0; 24 Year 24: 0; 25 Year 25: 0; 26 Year 26: 0; 27 Year 27: 0; 28 Year 28: 0; 29 Year 29: 0; 30 Year 30: 0; 81 Year 81: 0; 82 Year 82: 0; 83 Year 83: 0; 84 Year 84: 0; 85 Year 85: 0; 86 Year 86: 0; 87 Year 87: 0; 88 Year 88: 0; 89 Year 89: 0; 90 Year 90: 0; 91 Year 91: 0; 92 Year 92: 0; 93 Year 93: 0; 94 Year 94: 0; 95 Year 95: 0; 96 Year 96: 0; 97 Year 97: 0; 98 Year 98: 0; 99 Year 99: 0; 100 Year 100: 0; 101 Year 101: 0; 102 Year 102: 0; 103 Year 103: 0; 104 Year 104: 0
[19 empty] | Variable carbon costs | Input | £000s | 1 Year 1: 0; 2 Year 2: 0; 3 Year 3: 0; 4 Year 4: 0; 5 Year 5: 0; 6 Year 6: 0; 7 Year 7: 0; 8 Year 8: 0; 9 Year 9: 0; 10 Year 10: 0; 11 Year 11: 0; 12 Year 12: 0; 13 Year 13: 0; 14 Year 14: 0; 15 Year 15: 0; 16 Year 16: 0; 17 Year 17: 0; 18 Year 18: 0; 19 Year 19: 0; 20 Year 20: 0; 21 Year 21: 0; 22 Year 22: 0; 23 Year 23: 0; 24 Year 24: 0; 25 Year 25: 0; 26 Year 26: 0; 27 Year 27: 0; 28 Year 28: 0; 29 Year 29: 0; 30 Year 30: 0; 81 Year 81: 0; 82 Year 82: 0; 83 Year 83: 0; 84 Year 84: 0; 85 Year 85: 0; 86 Year 86: 0; 87 Year 87: 0; 88 Year 88: 0; 89 Year 89: 0; 90 Year 90: 0; 91 Year 91: 0; 92 Year 92: 0; 93 Year 93: 0; 94 Year 94: 0; 95 Year 95: 0; 96 Year 96: 0; 97 Year 97: 0; 98 Year 98: 0; 99 Year 99: 0; 100 Year 100: 0; 101 Year 101: 0; 102 Year 102: 0; 103 Year 103: 0; 104 Year 104: 0
[19 empty] | Customer willingness to pay | Input | £000s | 1 Year 1: 145.3114; 2 Year 2: 145.3114; 3 Year 3: 145.3114; 4 Year 4: 145.3114; 5 Year 5: 145.3114; 6 Year 6: 145.3114; 7 Year 7: 145.3114; 8 Year 8: 145.3114; 9 Year 9: 145.3114; 10 Year 10: 145.3114; 11 Year 11: 145.3114; 12 Year 12: 145.3114; 13 Year 13: 145.3114; 14 Year 14: 145.3114; 15 Year 15: 145.3114; 16 Year 16: 145.3114; 17 Year 17: 145.3114; 18 Year 18: 145.3114; 19 Year 19: 145.3114; 20 Year 20: 145.3114; 21 Year 21: 145.3114; 22 Year 22: 145.3114; 23 Year 23: 145.3114; 24 Year 24: 145.3114; 25 Year 25: 145.3114; 26 Year 26: 145.3114; 27 Year 27: 145.3114; 28 Year 28: 145.3114; 29 Year 29: 145.3114; 30 Year 30: 145.3114; 81 Year 81: 0; 82 Year 82: 0; 83 Year 83: 0; 84 Year 84: 0; 85 Year 85: 0; 86 Year 86: 0; 87 Year 87: 0; 88 Year 88: 0; 89 Year 89: 0; 90 Year 90: 0; 91 Year 91: 0; 92 Year 92: 0; 93 Year 93: 0; 94 Year 94: 0; 95 Year 95: 0; 96 Year 96: 0; 97 Year 97: 0; 98 Year 98: 0; 99 Year 99: 0; 100 Year 100: 0; 101 Year 101: 0; 102 Year 102: 0; 103 Year 103: 0; 104 Year 104: 0
[19 empty] | Total | Sum of above (excl WAFU) | £000s | 725.2008 | 161.6542 | 161.6542 | 161.6542 | 161.6542 | 161.6542 | 161.6542 | 161.6542 | 161.6542 | 161.6542 | 161.6542 | 161.6542 | 161.6542 | 161.6542 | 161.6542 | 161.6542 | 161.6542 | 161.6542 | 161.6542 | 161.6542 | 161.6542 | 161.6542 | 161.6542 | 161.6542 | 161.6542 | 161.6542 | 161.6542 | 161.6542 | 161.6542 | 161.6542 | 0 | 0 | 0 | 0 | 0 | 0 | 0 | 0 | 0 | 0 | 0 | 0 | 0 | 0 | 0 | 0 | 0 | 0 | 0 | 0 | 0 | 0 | 0 | 0 | 0 | 0 | 0 | 0 | 0 | 0 | 0 | 0 | 0 | 0 | 0 | 0 | 0 | 0 | 0 | 0 | 0 | 0 | 0 | 0 | 0 | 0 | 0 | 0 | 0 | 0 | 0 | 0 | 0 | 0 | 0 | 0 | 0 | 0 | 0 | 0 | 0 | 0 | 0 | 0 | 0 | 0 | 0 | 0 | 0 | 0 | 0 | 0 | 0 | 0
58.1x | TYLK AM02 | Tywyn SDMA | Other leakage control | N | 2020-21 | Capacity | 0.01028 | 71.4245 | 10686.0289 | 0 | 0 | 71.8543 | 2766.1132 | 13523.9964 | 14961.2898 | 18934.6698 | 4 | 4 | Gains in WAFU / Savings in demand | Input | Ml/d | 1 Year 1: 0.01028; 2 Year 2: 0.01028; 3 Year 3: 0.01028; 4 Year 4: 0.01028; 5 Year 5: 0.01028; 6 Year 6: 0.01028; 7 Year 7: 0.01028; 8 Year 8: 0.01028; 9 Year 9: 0.01028; 10 Year 10: 0.01028; 11 Year 11: 0.01028; 12 Year 12: 0.01028; 13 Year 13: 0.01028; 14 Year 14: 0.01028; 15 Year 15: 0.01028; 16 Year 16: 0.01028; 17 Year 17: 0.01028; 18 Year 18: 0.01028; 19 Year 19: 0.01028; 20 Year 20: 0.01028; 21 Year 21: 0.01028; 22 Year 22: 0.01028; 23 Year 23: 0.01028; 24 Year 24: 0.01028; 25 Year 25: 0.01028; 26 Year 26: 0.01028; 27 Year 27: 0.01028; 28 Year 28: 0.01028; 29 Year 29: 0.01028; 30 Year 30: 0.01028; 81 Year 81: 0; 82 Year 82: 0; 83 Year 83: 0; 84 Year 84: 0; 85 Year 85: 0; 86 Year 86: 0; 87 Year 87: 0; 88 Year 88: 0; 89 Year 89: 0; 90 Year 90: 0; 91 Year 91: 0; 92 Year 92: 0; 93 Year 93: 0; 94 Year 94: 0; 95 Year 95: 0; 96 Year 96: 0; 97 Year 97: 0; 98 Year 98: 0; 99 Year 99: 0; 100 Year 100: 0; 101 Year 101: 0; 102 Year 102: 0; 103 Year 103: 0; 104 Year 104: 0
[19 empty] | Fixed capex | Input | £000s | 1 Year 1: 6885.1627; 2 Year 2: 0; 3 Year 3: 0; 4 Year 4: 0; 5 Year 5: 0; 6 Year 6: 0; 7 Year 7: 0; 8 Year 8: 0; 9 Year 9: 0; 10 Year 10: 0; 11 Year 11: 0; 12 Year 12: 0; 13 Year 13: 0; 14 Year 14: 0; 15 Year 15: 0; 16 Year 16: 0; 17 Year 17: 0; 18 Year 18: 0; 19 Year 19: 0; 20 Year 20: 0; 21 Year 21: 0; 22 Year 22: 0; 23 Year 23: 0; 24 Year 24: 0; 25 Year 25: 0; 26 Year 26: 0; 27 Year 27: 0; 28 Year 28: 0; 29 Year 29: 0; 30 Year 30: 0; 81 Year 81: 0; 82 Year 82: 0; 83 Year 83: 0; 84 Year 84: 0; 85 Year 85: 0; 86 Year 86: 0; 87 Year 87: 0; 88 Year 88: 0; 89 Year 89: 0; 90 Year 90: 0; 91 Year 91: 0; 92 Year 92: 0; 93 Year 93: 0; 94 Year 94: 0; 95 Year 95: 0; 96 Year 96: 0; 97 Year 97: 0; 98 Year 98: 0; 99 Year 99: 0; 100 Year 100: 0; 101 Year 101: 0; 102 Year 102: 0; 103 Year 103: 0; 104 Year 104: 0
[19 empty] | Variable capex | Input | £000s | 1 Year 1: 0; 2 Year 2: 0; 3 Year 3: 0; 4 Year 4: 0; 5 Year 5: 0; 6 Year 6: 0; 7 Year 7: 0; 8 Year 8: 0; 9 Year 9: 0; 10 Year 10: 0; 11 Year 11: 0; 12 Year 12: 0; 13 Year 13: 0; 14 Year 14: 0; 15 Year 15: 0; 16 Year 16: 0; 17 Year 17: 0; 18 Year 18: 0; 19 Year 19: 0; 20 Year 20: 0; 21 Year 21: 0; 22 Year 22: 0; 23 Year 23: 0; 24 Year 24: 0; 25 Year 25: 0; 26 Year 26: 0; 27 Year 27: 0; 28 Year 28: 0; 29 Year 29: 0; 30 Year 30: 0; 81 Year 81: 0; 82 Year 82: 0; 83 Year 83: 0; 84 Year 84: 0; 85 Year 85: 0; 86 Year 86: 0; 87 Year 87: 0; 88 Year 88: 0; 89 Year 89: 0; 90 Year 90: 0; 91 Year 91: 0; 92 Year 92: 0; 93 Year 93: 0; 94 Year 94: 0; 95 Year 95: 0; 96 Year 96: 0; 97 Year 97: 0; 98 Year 98: 0; 99 Year 99: 0; 100 Year 100: 0; 101 Year 101: 0; 102 Year 102: 0; 103 Year 103: 0; 104 Year 104: 0
[19 empty] | Financing costs | Input | £000s | 1 Year 1: 199.6697; 2 Year 2: 199.6697; 3 Year 3: 199.6697; 4 Year 4: 199.6697; 5 Year 5: 199.6697; 6 Year 6: 199.6697; 7 Year 7: 199.6697; 8 Year 8: 199.6697; 9 Year 9: 199.6697; 10 Year 10: 199.6697; 11 Year 11: 199.6697; 12 Year 12: 199.6697; 13 Year 13: 199.6697; 14 Year 14: 199.6697; 15 Year 15: 199.6697; 16 Year 16: 199.6697; 17 Year 17: 199.6697; 18 Year 18: 199.6697; 19 Year 19: 199.6697; 20 Year 20: 199.6697; 21 Year 21: 199.6697; 22 Year 22: 199.6697; 23 Year 23: 199.6697; 24 Year 24: 199.6697; 25 Year 25: 199.6697; 26 Year 26: 199.6697; 27 Year 27: 199.6697; 28 Year 28: 199.6697; 29 Year 29: 199.6697; 30 Year 30: 199.6697
[19 empty] | Fixed opex | Input | £000s | 1 Year 1: 0; 2 Year 2: 0; 3 Year 3: 0; 4 Year 4: 0; 5 Year 5: 0; 6 Year 6: 0; 7 Year 7: 0; 8 Year 8: 0; 9 Year 9: 0; 10 Year 10: 0; 11 Year 11: 0; 12 Year 12: 0; 13 Year 13: 0; 14 Year 14: 0; 15 Year 15: 0; 16 Year 16: 0; 17 Year 17: 0; 18 Year 18: 0; 19 Year 19: 0; 20 Year 20: 0; 21 Year 21: 0; 22 Year 22: 0; 23 Year 23: 0; 24 Year 24: 0; 25 Year 25: 0; 26 Year 26: 0; 27 Year 27: 0; 28 Year 28: 0; 29 Year 29: 0; 30 Year 30: 0; 81 Year 81: 0; 82 Year 82: 0; 83 Year 83: 0; 84 Year 84: 0; 85 Year 85: 0; 86 Year 86: 0; 87 Year 87: 0; 88 Year 88: 0; 89 Year 89: 0; 90 Year 90: 0; 91 Year 91: 0; 92 Year 92: 0; 93 Year 93: 0; 94 Year 94: 0; 95 Year 95: 0; 96 Year 96: 0; 97 Year 97: 0; 98 Year 98: 0; 99 Year 99: 0; 100 Year 100: 0; 101 Year 101: 0; 102 Year 102: 0; 103 Year 103: 0; 104 Year 104: 0
[19 empty] | Variable opex | Input | £000s | 1 Year 1: 0; 2 Year 2: 0; 3 Year 3: 0; 4 Year 4: 0; 5 Year 5: 0; 6 Year 6: 0; 7 Year 7: 0; 8 Year 8: 0; 9 Year 9: 0; 10 Year 10: 0; 11 Year 11: 0; 12 Year 12: 0; 13 Year 13: 0; 14 Year 14: 0; 15 Year 15: 0; 16 Year 16: 0; 17 Year 17: 0; 18 Year 18: 0; 19 Year 19: 0; 20 Year 20: 0; 21 Year 21: 0; 22 Year 22: 0; 23 Year 23: 0; 24 Year 24: 0; 25 Year 25: 0; 26 Year 26: 0; 27 Year 27: 0; 28 Year 28: 0; 29 Year 29: 0; 30 Year 30: 0; 81 Year 81: 0; 82 Year 82: 0; 83 Year 83: 0; 84 Year 84: 0; 85 Year 85: 0; 86 Year 86: 0; 87 Year 87: 0; 88 Year 88: 0; 89 Year 89: 0; 90 Year 90: 0; 91 Year 91: 0; 92 Year 92: 0; 93 Year 93: 0; 94 Year 94: 0; 95 Year 95: 0; 96 Year 96: 0; 97 Year 97: 0; 98 Year 98: 0; 99 Year 99: 0; 100 Year 100: 0; 101 Year 101: 0; 102 Year 102: 0; 103 Year 103: 0; 104 Year 104: 0
[19 empty] | Opex savings | Input | £000s | 1 Year 1: 0; 2 Year 2: 0; 3 Year 3: 0; 4 Year 4: 0; 5 Year 5: 0; 6 Year 6: 0; 7 Year 7: 0; 8 Year 8: 0; 9 Year 9: 0; 10 Year 10: 0; 11 Year 11: 0; 12 Year 12: 0; 13 Year 13: 0; 14 Year 14: 0; 15 Year 15: 0; 16 Year 16: 0; 17 Year 17: 0; 18 Year 18: 0; 19 Year 19: 0; 20 Year 20: 0; 21 Year 21: 0; 22 Year 22: 0; 23 Year 23: 0; 24 Year 24: 0; 25 Year 25: 0; 26 Year 26: 0; 27 Year 27: 0; 28 Year 28: 0; 29 Year 29: 0; 30 Year 30: 0; 81 Year 81: 0; 82 Year 82: 0; 83 Year 83: 0; 84 Year 84: 0; 85 Year 85: 0; 86 Year 86: 0; 87 Year 87: 0; 88 Year 88: 0; 89 Year 89: 0; 90 Year 90: 0; 91 Year 91: 0; 92 Year 92: 0; 93 Year 93: 0; 94 Year 94: 0; 95 Year 95: 0; 96 Year 96: 0; 97 Year 97: 0; 98 Year 98: 0; 99 Year 99: 0; 100 Year 100: 0; 101 Year 101: 0; 102 Year 102: 0; 103 Year 103: 0; 104 Year 104: 0
[19 empty] | Fixed env & social | Input | £000s | 1 Year 1: 0; 2 Year 2: 0; 3 Year 3: 0; 4 Year 4: 0; 5 Year 5: 0; 6 Year 6: 0; 7 Year 7: 0; 8 Year 8: 0; 9 Year 9: 0; 10 Year 10: 0; 11 Year 11: 0; 12 Year 12: 0; 13 Year 13: 0; 14 Year 14: 0; 15 Year 15: 0; 16 Year 16: 0; 17 Year 17: 0; 18 Year 18: 0; 19 Year 19: 0; 20 Year 20: 0; 21 Year 21: 0; 22 Year 22: 0; 23 Year 23: 0; 24 Year 24: 0; 25 Year 25: 0; 26 Year 26: 0; 27 Year 27: 0; 28 Year 28: 0; 29 Year 29: 0; 30 Year 30: 0; 81 Year 81: 0; 82 Year 82: 0; 83 Year 83: 0; 84 Year 84: 0; 85 Year 85: 0; 86 Year 86: 0; 87 Year 87: 0; 88 Year 88: 0; 89 Year 89: 0; 90 Year 90: 0; 91 Year 91: 0; 92 Year 92: 0; 93 Year 93: 0; 94 Year 94: 0; 95 Year 95: 0; 96 Year 96: 0; 97 Year 97: 0; 98 Year 98: 0; 99 Year 99: 0; 100 Year 100: 0; 101 Year 101: 0; 102 Year 102: 0; 103 Year 103: 0; 104 Year 104: 0
[19 empty] | Variable env & social | Input | £000s | 1 Year 1: 0; 2 Year 2: 0; 3 Year 3: 0; 4 Year 4: 0; 5 Year 5: 0; 6 Year 6: 0; 7 Year 7: 0; 8 Year 8: 0; 9 Year 9: 0; 10 Year 10: 0; 11 Year 11: 0; 12 Year 12: 0; 13 Year 13: 0; 14 Year 14: 0; 15 Year 15: 0; 16 Year 16: 0; 17 Year 17: 0; 18 Year 18: 0; 19 Year 19: 0; 20 Year 20: 0; 21 Year 21: 0; 22 Year 22: 0; 23 Year 23: 0; 24 Year 24: 0; 25 Year 25: 0; 26 Year 26: 0; 27 Year 27: 0; 28 Year 28: 0; 29 Year 29: 0; 30 Year 30: 0; 81 Year 81: 0; 82 Year 82: 0; 83 Year 83: 0; 84 Year 84: 0; 85 Year 85: 0; 86 Year 86: 0; 87 Year 87: 0; 88 Year 88: 0; 89 Year 89: 0; 90 Year 90: 0; 91 Year 91: 0; 92 Year 92: 0; 93 Year 93: 0; 94 Year 94: 0; 95 Year 95: 0; 96 Year 96: 0; 97 Year 97: 0; 98 Year 98: 0; 99 Year 99: 0; 100 Year 100: 0; 101 Year 101: 0; 102 Year 102: 0; 103 Year 103: 0; 104 Year 104: 0
[19 empty] | Fixed carbon costs | Input | £000s | 1 Year 1: 71.8543; 2 Year 2: 0; 3 Year 3: 0; 4 Year 4: 0; 5 Year 5: 0; 6 Year 6: 0; 7 Year 7: 0; 8 Year 8: 0; 9 Year 9: 0; 10 Year 10: 0; 11 Year 11: 0; 12 Year 12: 0; 13 Year 13: 0; 14 Year 14: 0; 15 Year 15: 0; 16 Year 16: 0; 17 Year 17: 0; 18 Year 18: 0; 19 Year 19: 0; 20 Year 20: 0; 21 Year 21: 0; 22 Year 22: 0; 23 Year 23: 0; 24 Year 24: 0; 25 Year 25: 0; 26 Year 26: 0; 27 Year 27: 0; 28 Year 28: 0; 29 Year 29: 0; 30 Year 30: 0; 81 Year 81: 0; 82 Year 82: 0; 83 Year 83: 0; 84 Year 84: 0; 85 Year 85: 0; 86 Year 86: 0; 87 Year 87: 0; 88 Year 88: 0; 89 Year 89: 0; 90 Year 90: 0; 91 Year 91: 0; 92 Year 92: 0; 93 Year 93: 0; 94 Year 94: 0; 95 Year 95: 0; 96 Year 96: 0; 97 Year 97: 0; 98 Year 98: 0; 99 Year 99: 0; 100 Year 100: 0; 101 Year 101: 0; 102 Year 102: 0; 103 Year 103: 0; 104 Year 104: 0
[19 empty] | Variable carbon costs | Input | £000s | 1 Year 1: 0; 2 Year 2: 0; 3 Year 3: 0; 4 Year 4: 0; 5 Year 5: 0; 6 Year 6: 0; 7 Year 7: 0; 8 Year 8: 0; 9 Year 9: 0; 10 Year 10: 0; 11 Year 11: 0; 12 Year 12: 0; 13 Year 13: 0; 14 Year 14: 0; 15 Year 15: 0; 16 Year 16: 0; 17 Year 17: 0; 18 Year 18: 0; 19 Year 19: 0; 20 Year 20: 0; 21 Year 21: 0; 22 Year 22: 0; 23 Year 23: 0; 24 Year 24: 0; 25 Year 25: 0; 26 Year 26: 0; 27 Year 27: 0; 28 Year 28: 0; 29 Year 29: 0; 30 Year 30: 0; 81 Year 81: 0; 82 Year 82: 0; 83 Year 83: 0; 84 Year 84: 0; 85 Year 85: 0; 86 Year 86: 0; 87 Year 87: 0; 88 Year 88: 0; 89 Year 89: 0; 90 Year 90: 0; 91 Year 91: 0; 92 Year 92: 0; 93 Year 93: 0; 94 Year 94: 0; 95 Year 95: 0; 96 Year 96: 0; 97 Year 97: 0; 98 Year 98: 0; 99 Year 99: 0; 100 Year 100: 0; 101 Year 101: 0; 102 Year 102: 0; 103 Year 103: 0; 104 Year 104: 0
[19 empty] | Customer willingness to pay | Input | £000s | 1 Year 1: 145.3114; 2 Year 2: 145.3114; 3 Year 3: 145.3114; 4 Year 4: 145.3114; 5 Year 5: 145.3114; 6 Year 6: 145.3114; 7 Year 7: 145.3114; 8 Year 8: 145.3114; 9 Year 9: 145.3114; 10 Year 10: 145.3114; 11 Year 11: 145.3114; 12 Year 12: 145.3114; 13 Year 13: 145.3114; 14 Year 14: 145.3114; 15 Year 15: 145.3114; 16 Year 16: 145.3114; 17 Year 17: 145.3114; 18 Year 18: 145.3114; 19 Year 19: 145.3114; 20 Year 20: 145.3114; 21 Year 21: 145.3114; 22 Year 22: 145.3114; 23 Year 23: 145.3114; 24 Year 24: 145.3114; 25 Year 25: 145.3114; 26 Year 26: 145.3114; 27 Year 27: 145.3114; 28 Year 28: 145.3114; 29 Year 29: 145.3114; 30 Year 30: 145.3114; 81 Year 81: 0; 82 Year 82: 0; 83 Year 83: 0; 84 Year 84: 0; 85 Year 85: 0; 86 Year 86: 0; 87 Year 87: 0; 88 Year 88: 0; 89 Year 89: 0; 90 Year 90: 0; 91 Year 91: 0; 92 Year 92: 0; 93 Year 93: 0; 94 Year 94: 0; 95 Year 95: 0; 96 Year 96: 0; 97 Year 97: 0; 98 Year 98: 0; 99 Year 99: 0; 100 Year 100: 0; 101 Year 101: 0; 102 Year 102: 0; 103 Year 103: 0; 104 Year 104: 0
[19 empty] | Total | Sum of above (excl WAFU) | £000s | 7301.9981 | 344.9811 | 344.9811 | 344.9811 | 344.9811 | 344.9811 | 344.9811 | 344.9811 | 344.9811 | 344.9811 | 344.9811 | 344.9811 | 344.9811 | 344.9811 | 344.9811 | 344.9811 | 344.9811 | 344.9811 | 344.9811 | 344.9811 | 344.9811 | 344.9811 | 344.9811 | 344.9811 | 344.9811 | 344.9811 | 344.9811 | 344.9811 | 344.9811 | 344.9811 | 0 | 0 | 0 | 0 | 0 | 0 | 0 | 0 | 0 | 0 | 0 | 0 | 0 | 0 | 0 | 0 | 0 | 0 | 0 | 0 | 0 | 0 | 0 | 0 | 0 | 0 | 0 | 0 | 0 | 0 | 0 | 0 | 0 | 0 | 0 | 0 | 0 | 0 | 0 | 0 | 0 | 0 | 0 | 0 | 0 | 0 | 0 | 0 | 0 | 0 | 0 | 0 | 0 | 0 | 0 | 0 | 0 | 0 | 0 | 0 | 0 | 0 | 0 | 0 | 0 | 0 | 0 | 0 | 0 | 0 | 0 | 0 | 0 | 0
58.1x | TYLK AM01 | Aberdyfi SDMA | Other leakage control | N | 2020-21 | Capacity | 0.0067996 | 47.2437 | 2872.9371 | 0 | 0 | 14.0389 | 2766.1132 | 5653.0892 | 6081.1028 | 11965.8091 | 4 | 4 | Gains in WAFU / Savings in demand | Input | Ml/d | 1 Year 1: 0.0067996; 2 Year 2: 0.0067996; 3 Year 3: 0.0067996; 4 Year 4: 0.0067996; 5 Year 5: 0.0067996; 6 Year 6: 0.0067996; 7 Year 7: 0.0067996; 8 Year 8: 0.0067996; 9 Year 9: 0.0067996; 10 Year 10: 0.0067996; 11 Year 11: 0.0067996; 12 Year 12: 0.0067996; 13 Year 13: 0.0067996; 14 Year 14: 0.0067996; 15 Year 15: 0.0067996; 16 Year 16: 0.0067996; 17 Year 17: 0.0067996; 18 Year 18: 0.0067996; 19 Year 19: 0.0067996; 20 Year 20: 0.0067996; 21 Year 21: 0.0067996; 22 Year 22: 0.0067996; 23 Year 23: 0.0067996; 24 Year 24: 0.0067996; 25 Year 25: 0.0067996; 26 Year 26: 0.0067996; 27 Year 27: 0.0067996; 28 Year 28: 0.0067996; 29 Year 29: 0.0067996; 30 Year 30: 0.0067996; 81 Year 81: 0; 82 Year 82: 0; 83 Year 83: 0; 84 Year 84: 0; 85 Year 85: 0; 86 Year 86: 0; 87 Year 87: 0; 88 Year 88: 0; 89 Year 89: 0; 90 Year 90: 0; 91 Year 91: 0; 92 Year 92: 0; 93 Year 93: 0; 94 Year 94: 0; 95 Year 95: 0; 96 Year 96: 0; 97 Year 97: 0; 98 Year 98: 0; 99 Year 99: 0; 100 Year 100: 0; 101 Year 101: 0; 102 Year 102: 0; 103 Year 103: 0; 104 Year 104: 0
[19 empty] | Fixed capex | Input | £000s | 1 Year 1: 1851.0749; 2 Year 2: 0; 3 Year 3: 0; 4 Year 4: 0; 5 Year 5: 0; 6 Year 6: 0; 7 Year 7: 0; 8 Year 8: 0; 9 Year 9: 0; 10 Year 10: 0; 11 Year 11: 0; 12 Year 12: 0; 13 Year 13: 0; 14 Year 14: 0; 15 Year 15: 0; 16 Year 16: 0; 17 Year 17: 0; 18 Year 18: 0; 19 Year 19: 0; 20 Year 20: 0; 21 Year 21: 0; 22 Year 22: 0; 23 Year 23: 0; 24 Year 24: 0; 25 Year 25: 0; 26 Year 26: 0; 27 Year 27: 0; 28 Year 28: 0; 29 Year 29: 0; 30 Year 30: 0; 81 Year 81: 0; 82 Year 82: 0; 83 Year 83: 0; 84 Year 84: 0; 85 Year 85: 0; 86 Year 86: 0; 87 Year 87: 0; 88 Year 88: 0; 89 Year 89: 0; 90 Year 90: 0; 91 Year 91: 0; 92 Year 92: 0; 93 Year 93: 0; 94 Year 94: 0; 95 Year 95: 0; 96 Year 96: 0; 97 Year 97: 0; 98 Year 98: 0; 99 Year 99: 0; 100 Year 100: 0; 101 Year 101: 0; 102 Year 102: 0; 103 Year 103: 0; 104 Year 104: 0
[19 empty] | Variable capex | Input | £000s | 1 Year 1: 0; 2 Year 2: 0; 3 Year 3: 0; 4 Year 4: 0; 5 Year 5: 0; 6 Year 6: 0; 7 Year 7: 0; 8 Year 8: 0; 9 Year 9: 0; 10 Year 10: 0; 11 Year 11: 0; 12 Year 12: 0; 13 Year 13: 0; 14 Year 14: 0; 15 Year 15: 0; 16 Year 16: 0; 17 Year 17: 0; 18 Year 18: 0; 19 Year 19: 0; 20 Year 20: 0; 21 Year 21: 0; 22 Year 22: 0; 23 Year 23: 0; 24 Year 24: 0; 25 Year 25: 0; 26 Year 26: 0; 27 Year 27: 0; 28 Year 28: 0; 29 Year 29: 0; 30 Year 30: 0; 81 Year 81: 0; 82 Year 82: 0; 83 Year 83: 0; 84 Year 84: 0; 85 Year 85: 0; 86 Year 86: 0; 87 Year 87: 0; 88 Year 88: 0; 89 Year 89: 0; 90 Year 90: 0; 91 Year 91: 0; 92 Year 92: 0; 93 Year 93: 0; 94 Year 94: 0; 95 Year 95: 0; 96 Year 96: 0; 97 Year 97: 0; 98 Year 98: 0; 99 Year 99: 0; 100 Year 100: 0; 101 Year 101: 0; 102 Year 102: 0; 103 Year 103: 0; 104 Year 104: 0
[19 empty] | Financing costs | Input | £000s | 1 Year 1: 53.6812; 2 Year 2: 53.6812; 3 Year 3: 53.6812; 4 Year 4: 53.6812; 5 Year 5: 53.6812; 6 Year 6: 53.6812; 7 Year 7: 53.6812; 8 Year 8: 53.6812; 9 Year 9: 53.6812; 10 Year 10: 53.6812; 11 Year 11: 53.6812; 12 Year 12: 53.6812; 13 Year 13: 53.6812; 14 Year 14: 53.6812; 15 Year 15: 53.6812; 16 Year 16: 53.6812; 17 Year 17: 53.6812; 18 Year 18: 53.6812; 19 Year 19: 53.6812; 20 Year 20: 53.6812; 21 Year 21: 53.6812; 22 Year 22: 53.6812; 23 Year 23: 53.6812; 24 Year 24: 53.6812; 25 Year 25: 53.6812; 26 Year 26: 53.6812; 27 Year 27: 53.6812; 28 Year 28: 53.6812; 29 Year 29: 53.6812; 30 Year 30: 53.6812
[19 empty] | Fixed opex | Input | £000s | 1 Year 1: 0; 2 Year 2: 0; 3 Year 3: 0; 4 Year 4: 0; 5 Year 5: 0; 6 Year 6: 0; 7 Year 7: 0; 8 Year 8: 0; 9 Year 9: 0; 10 Year 10: 0; 11 Year 11: 0; 12 Year 12: 0; 13 Year 13: 0; 14 Year 14: 0; 15 Year 15: 0; 16 Year 16: 0; 17 Year 17: 0; 18 Year 18: 0; 19 Year 19: 0; 20 Year 20: 0; 21 Year 21: 0; 22 Year 22: 0; 23 Year 23: 0; 24 Year 24: 0; 25 Year 25: 0; 26 Year 26: 0; 27 Year 27: 0; 28 Year 28: 0; 29 Year 29: 0; 30 Year 30: 0; 81 Year 81: 0; 82 Year 82: 0; 83 Year 83: 0; 84 Year 84: 0; 85 Year 85: 0; 86 Year 86: 0; 87 Year 87: 0; 88 Year 88: 0; 89 Year 89: 0; 90 Year 90: 0; 91 Year 91: 0; 92 Year 92: 0; 93 Year 93: 0; 94 Year 94: 0; 95 Year 95: 0; 96 Year 96: 0; 97 Year 97: 0; 98 Year 98: 0; 99 Year 99: 0; 100 Year 100: 0; 101 Year 101: 0; 102 Year 102: 0; 103 Year 103: 0; 104 Year 104: 0
[19 empty] | Variable opex | Input | £000s | 1 Year 1: 0; 2 Year 2: 0; 3 Year 3: 0; 4 Year 4: 0; 5 Year 5: 0; 6 Year 6: 0; 7 Year 7: 0; 8 Year 8: 0; 9 Year 9: 0; 10 Year 10: 0; 11 Year 11: 0; 12 Year 12: 0; 13 Year 13: 0; 14 Year 14: 0; 15 Year 15: 0; 16 Year 16: 0; 17 Year 17: 0; 18 Year 18: 0; 19 Year 19: 0; 20 Year 20: 0; 21 Year 21: 0; 22 Year 22: 0; 23 Year 23: 0; 24 Year 24: 0; 25 Year 25: 0; 26 Year 26: 0; 27 Year 27: 0; 28 Year 28: 0; 29 Year 29: 0; 30 Year 30: 0; 81 Year 81: 0; 82 Year 82: 0; 83 Year 83: 0; 84 Year 84: 0; 85 Year 85: 0; 86 Year 86: 0; 87 Year 87: 0; 88 Year 88: 0; 89 Year 89: 0; 90 Year 90: 0; 91 Year 91: 0; 92 Year 92: 0; 93 Year 93: 0; 94 Year 94: 0; 95 Year 95: 0; 96 Year 96: 0; 97 Year 97: 0; 98 Year 98: 0; 99 Year 99: 0; 100 Year 100: 0; 101 Year 101: 0; 102 Year 102: 0; 103 Year 103: 0; 104 Year 104: 0
[19 empty] | Opex savings | Input | £000s | 1 Year 1: 0; 2 Year 2: 0; 3 Year 3: 0; 4 Year 4: 0; 5 Year 5: 0; 6 Year 6: 0; 7 Year 7: 0; 8 Year 8: 0; 9 Year 9: 0; 10 Year 10: 0; 11 Year 11: 0; 12 Year 12: 0; 13 Year 13: 0; 14 Year 14: 0; 15 Year 15: 0; 16 Year 16: 0; 17 Year 17: 0; 18 Year 18: 0; 19 Year 19: 0; 20 Year 20: 0; 21 Year 21: 0; 22 Year 22: 0; 23 Year 23: 0; 24 Year 24: 0; 25 Year 25: 0; 26 Year 26: 0; 27 Year 27: 0; 28 Year 28: 0; 29 Year 29: 0; 30 Year 30: 0; 81 Year 81: 0; 82 Year 82: 0; 83 Year 83: 0; 84 Year 84: 0; 85 Year 85: 0; 86 Year 86: 0; 87 Year 87: 0; 88 Year 88: 0; 89 Year 89: 0; 90 Year 90: 0; 91 Year 91: 0; 92 Year 92: 0; 93 Year 93: 0; 94 Year 94: 0; 95 Year 95: 0; 96 Year 96: 0; 97 Year 97: 0; 98 Year 98: 0; 99 Year 99: 0; 100 Year 100: 0; 101 Year 101: 0; 102 Year 102: 0; 103 Year 103: 0; 104 Year 104: 0
[19 empty] | Fixed env & social | Input | £000s | 1 Year 1: 0; 2 Year 2: 0; 3 Year 3: 0; 4 Year 4: 0; 5 Year 5: 0; 6 Year 6: 0; 7 Year 7: 0; 8 Year 8: 0; 9 Year 9: 0; 10 Year 10: 0; 11 Year 11: 0; 12 Year 12: 0; 13 Year 13: 0; 14 Year 14: 0; 15 Year 15: 0; 16 Year 16: 0; 17 Year 17: 0; 18 Year 18: 0; 19 Year 19: 0; 20 Year 20: 0; 21 Year 21: 0; 22 Year 22: 0; 23 Year 23: 0; 24 Year 24: 0; 25 Year 25: 0; 26 Year 26: 0; 27 Year 27: 0; 28 Year 28: 0; 29 Year 29: 0; 30 Year 30: 0; 81 Year 81: 0; 82 Year 82: 0; 83 Year 83: 0; 84 Year 84: 0; 85 Year 85: 0; 86 Year 86: 0; 87 Year 87: 0; 88 Year 88: 0; 89 Year 89: 0; 90 Year 90: 0; 91 Year 91: 0; 92 Year 92: 0; 93 Year 93: 0; 94 Year 94: 0; 95 Year 95: 0; 96 Year 96: 0; 97 Year 97: 0; 98 Year 98: 0; 99 Year 99: 0; 100 Year 100: 0; 101 Year 101: 0; 102 Year 102: 0; 103 Year 103: 0; 104 Year 104: 0
[19 empty] | Variable env & social | Input | £000s | 1 Year 1: 0; 2 Year 2: 0; 3 Year 3: 0; 4 Year 4: 0; 5 Year 5: 0; 6 Year 6: 0; 7 Year 7: 0; 8 Year 8: 0; 9 Year 9: 0; 10 Year 10: 0; 11 Year 11: 0; 12 Year 12: 0; 13 Year 13: 0; 14 Year 14: 0; 15 Year 15: 0; 16 Year 16: 0; 17 Year 17: 0; 18 Year 18: 0; 19 Year 19: 0; 20 Year 20: 0; 21 Year 21: 0; 22 Year 22: 0; 23 Year 23: 0; 24 Year 24: 0; 25 Year 25: 0; 26 Year 26: 0; 27 Year 27: 0; 28 Year 28: 0; 29 Year 29: 0; 30 Year 30: 0; 81 Year 81: 0; 82 Year 82: 0; 83 Year 83: 0; 84 Year 84: 0; 85 Year 85: 0; 86 Year 86: 0; 87 Year 87: 0; 88 Year 88: 0; 89 Year 89: 0; 90 Year 90: 0; 91 Year 91: 0; 92 Year 92: 0; 93 Year 93: 0; 94 Year 94: 0; 95 Year 95: 0; 96 Year 96: 0; 97 Year 97: 0; 98 Year 98: 0; 99 Year 99: 0; 100 Year 100: 0; 101 Year 101: 0; 102 Year 102: 0; 103 Year 103: 0; 104 Year 104: 0
[19 empty] | Fixed carbon costs | Input | £000s | 1 Year 1: 14.0389; 2 Year 2: 0; 3 Year 3: 0; 4 Year 4: 0; 5 Year 5: 0; 6 Year 6: 0; 7 Year 7: 0; 8 Year 8: 0; 9 Year 9: 0; 10 Year 10: 0; 11 Year 11: 0; 12 Year 12: 0; 13 Year 13: 0; 14 Year 14: 0; 15 Year 15: 0; 16 Year 16: 0; 17 Year 17: 0; 18 Year 18: 0; 19 Year 19: 0; 20 Year 20: 0; 21 Year 21: 0; 22 Year 22: 0; 23 Year 23: 0; 24 Year 24: 0; 25 Year 25: 0; 26 Year 26: 0; 27 Year 27: 0; 28 Year 28: 0; 29 Year 29: 0; 30 Year 30: 0; 81 Year 81: 0; 82 Year 82: 0; 83 Year 83: 0; 84 Year 84: 0; 85 Year 85: 0; 86 Year 86: 0; 87 Year 87: 0; 88 Year 88: 0; 89 Year 89: 0; 90 Year 90: 0; 91 Year 91: 0; 92 Year 92: 0; 93 Year 93: 0; 94 Year 94: 0; 95 Year 95: 0; 96 Year 96: 0; 97 Year 97: 0; 98 Year 98: 0; 99 Year 99: 0; 100 Year 100: 0; 101 Year 101: 0; 102 Year 102: 0; 103 Year 103: 0; 104 Year 104: 0
[19 empty] | Variable carbon costs | Input | £000s | 1 Year 1: 0; 2 Year 2: 0; 3 Year 3: 0; 4 Year 4: 0; 5 Year 5: 0; 6 Year 6: 0; 7 Year 7: 0; 8 Year 8: 0; 9 Year 9: 0; 10 Year 10: 0; 11 Year 11: 0; 12 Year 12: 0; 13 Year 13: 0; 14 Year 14: 0; 15 Year 15: 0; 16 Year 16: 0; 17 Year 17: 0; 18 Year 18: 0; 19 Year 19: 0; 20 Year 20: 0; 21 Year 21: 0; 22 Year 22: 0; 23 Year 23: 0; 24 Year 24: 0; 25 Year 25: 0; 26 Year 26: 0; 27 Year 27: 0; 28 Year 28: 0; 29 Year 29: 0; 30 Year 30: 0; 81 Year 81: 0; 82 Year 82: 0; 83 Year 83: 0; 84 Year 84: 0; 85 Year 85: 0; 86 Year 86: 0; 87 Year 87: 0; 88 Year 88: 0; 89 Year 89: 0; 90 Year 90: 0; 91 Year 91: 0; 92 Year 92: 0; 93 Year 93: 0; 94 Year 94: 0; 95 Year 95: 0; 96 Year 96: 0; 97 Year 97: 0; 98 Year 98: 0; 99 Year 99: 0; 100 Year 100: 0; 101 Year 101: 0; 102 Year 102: 0; 103 Year 103: 0; 104 Year 104: 0
[19 empty] | Customer willingness to pay | Input | £000s | 1 Year 1: 145.3114; 2 Year 2: 145.3114; 3 Year 3: 145.3114; 4 Year 4: 145.3114; 5 Year 5: 145.3114; 6 Year 6: 145.3114; 7 Year 7: 145.3114; 8 Year 8: 145.3114; 9 Year 9: 145.3114; 10 Year 10: 145.3114; 11 Year 11: 145.3114; 12 Year 12: 145.3114; 13 Year 13: 145.3114; 14 Year 14: 145.3114; 15 Year 15: 145.3114; 16 Year 16: 145.3114; 17 Year 17: 145.3114; 18 Year 18: 145.3114; 19 Year 19: 145.3114; 20 Year 20: 145.3114; 21 Year 21: 145.3114; 22 Year 22: 145.3114; 23 Year 23: 145.3114; 24 Year 24: 145.3114; 25 Year 25: 145.3114; 26 Year 26: 145.3114; 27 Year 27: 145.3114; 28 Year 28: 145.3114; 29 Year 29: 145.3114; 30 Year 30: 145.3114; 81 Year 81: 0; 82 Year 82: 0; 83 Year 83: 0; 84 Year 84: 0; 85 Year 85: 0; 86 Year 86: 0; 87 Year 87: 0; 88 Year 88: 0; 89 Year 89: 0; 90 Year 90: 0; 91 Year 91: 0; 92 Year 92: 0; 93 Year 93: 0; 94 Year 94: 0; 95 Year 95: 0; 96 Year 96: 0; 97 Year 97: 0; 98 Year 98: 0; 99 Year 99: 0; 100 Year 100: 0; 101 Year 101: 0; 102 Year 102: 0; 103 Year 103: 0; 104 Year 104: 0
[19 empty] | Total | Sum of above (excl WAFU) | £000s | 2064.1063 | 198.9925 | 198.9925 | 198.9925 | 198.9925 | 198.9925 | 198.9925 | 198.9925 | 198.9925 | 198.9925 | 198.9925 | 198.9925 | 198.9925 | 198.9925 | 198.9925 | 198.9925 | 198.9925 | 198.9925 | 198.9925 | 198.9925 | 198.9925 | 198.9925 | 198.9925 | 198.9925 | 198.9925 | 198.9925 | 198.9925 | 198.9925 | 198.9925 | 198.9925 | 0 | 0 | 0 | 0 | 0 | 0 | 0 | 0 | 0 | 0 | 0 | 0 | 0 | 0 | 0 | 0 | 0 | 0 | 0 | 0 | 0 | 0 | 0 | 0 | 0 | 0 | 0 | 0 | 0 | 0 | 0 | 0 | 0 | 0 | 0 | 0 | 0 | 0 | 0 | 0 | 0 | 0 | 0 | 0 | 0 | 0 | 0 | 0 | 0 | 0 | 0 | 0 | 0 | 0 | 0 | 0 | 0 | 0 | 0 | 0 | 0 | 0 | 0 | 0 | 0 | 0 | 0 | 0 | 0 | 0 | 0 | 0 | 0 | 0
59.2a | Options to reduce Distribution System Operating Use (DSOU) losses | [20 empty] | 0 | 0 | 0 | 0 | 0 | 0 | 0 | 0 | 0 | 0 | 0 | 0 | 0 | 0 | 0 | 0 | 0 | 0 | 0 | 0 | 0 | 0 | 0 | 0 | 0 | 0 | 0 | 0 | 0 | 0 | 0 | 0 | 0 | 0 | 0 | 0 | 0 | 0 | 0 | 0 | 0 | 0 | 0 | 0 | 0 | 0 | 0 | 0 | 0 | 0 | 0 | 0 | 0 | 0 | 0 | 0 | 0 | 0 | 0 | 0 | 0 | 0 | 0 | 0 | 0 | 0 | 0 | 0 | 0 | 0 | 0 | 0 | 0 | 0 | 0 | 0 | 0 | 0 | 0 | 0 | 0 | 0 | 0 | 0 | 0 | 0 | 0 | 0 | 0 | 0 | 0 | 0 | 0 | 0 | 0 | 0 | 0 | 0 | 0 | 0 | 0 | 0 | 0 | 0
60a | PRODUCTION SIDE | bar: 1 Year 1 to 80 Year 80
60.1a | Options to reduce treatment works losses | [20 empty] | 0 | 0 | 0 | 0 | 0 | 0 | 0 | 0 | 0 | 0 | 0 | 0 | 0 | 0 | 0 | 0 | 0 | 0 | 0 | 0 | 0 | 0 | 0 | 0 | 0 | 0 | 0 | 0 | 0 | 0 | 0 | 0 | 0 | 0 | 0 | 0 | 0 | 0 | 0 | 0 | 0 | 0 | 0 | 0 | 0 | 0 | 0 | 0 | 0 | 0 | 0 | 0 | 0 | 0 | 0 | 0 | 0 | 0 | 0 | 0 | 0 | 0 | 0 | 0 | 0 | 0 | 0 | 0 | 0 | 0 | 0 | 0 | 0 | 0 | 0 | 0 | 0 | 0 | 0 | 0 | 0 | 0 | 0 | 0 | 0 | 0 | 0 | 0 | 0 | 0 | 0 | 0 | 0 | 0 | 0 | 0 | 0 | 0 | 0 | 0 | 0 | 0 | 0 | 0
60.2a | Options to reduce outage | [20 empty] | 0 | 0 | 0 | 0 | 0 | 0 | 0 | 0 | 0 | 0 | 0 | 0 | 0 | 0 | 0 | 0 | 0 | 0 | 0 | 0 | 0 | 0 | 0 | 0 | 0 | 0 | 0 | 0 | 0 | 0 | 0 | 0 | 0 | 0 | 0 | 0 | 0 | 0 | 0 | 0 | 0 | 0 | 0 | 0 | 0 | 0 | 0 | 0 | 0 | 0 | 0 | 0 | 0 | 0 | 0 | 0 | 0 | 0 | 0 | 0 | 0 | 0 | 0 | 0 | 0 | 0 | 0 | 0 | 0 | 0 | 0 | 0 | 0 | 0 | 0 | 0 | 0 | 0 | 0 | 0 | 0 | 0 | 0 | 0 | 0 | 0 | 0 | 0 | 0 | 0 | 0 | 0 | 0 | 0 | 0 | 0 | 0 | 0 | 0 | 0 | 0 | 0 | 0 | 0
61a | CUSTOMER SIDE | bar: 1 Year 1 to 80 Year 80
61.1a | Options to change volume delivered to measured non households | [20 empty] | 0 | 0 | 0 | 0 | 0 | 0 | 0 | 0 | 0 | 0 | 0 | 0 | 0 | 0 | 0 | 0 | 0 | 0 | 0 | 0 | 0 | 0 | 0 | 0 | 0 | 0 | 0 | 0 | 0 | 0 | 0 | 0 | 0 | 0 | 0 | 0 | 0 | 0 | 0 | 0 | 0 | 0 | 0 | 0 | 0 | 0 | 0 | 0 | 0 | 0 | 0 | 0 | 0 | 0 | 0 | 0 | 0 | 0 | 0 | 0 | 0 | 0 | 0 | 0 | 0 | 0 | 0 | 0 | 0 | 0 | 0 | 0 | 0 | 0 | 0 | 0 | 0 | 0 | 0 | 0 | 0 | 0 | 0 | 0 | 0 | 0 | 0 | 0 | 0 | 0 | 0 | 0 | 0 | 0 | 0 | 0 | 0 | 0 | 0 | 0 | 0 | 0 | 0 | 0
61.2a | Options to change volume delivered to unmeasured non households | [20 empty] | 0 | 0 | 0 | 0 | 0 | 0 | 0 | 0 | 0 | 0 | 0 | 0 | 0 | 0 | 0 | 0 | 0 | 0 | 0 | 0 | 0 | 0 | 0 | 0 | 0 | 0 | 0 | 0 | 0 | 0 | 0 | 0 | 0 | 0 | 0 | 0 | 0 | 0 | 0 | 0 | 0 | 0 | 0 | 0 | 0 | 0 | 0 | 0 | 0 | 0 | 0 | 0 | 0 | 0 | 0 | 0 | 0 | 0 | 0 | 0 | 0 | 0 | 0 | 0 | 0 | 0 | 0 | 0 | 0 | 0 | 0 | 0 | 0 | 0 | 0 | 0 | 0 | 0 | 0 | 0 | 0 | 0 | 0 | 0 | 0 | 0 | 0 | 0 | 0 | 0 | 0 | 0 | 0 | 0 | 0 | 0 | 0 | 0 | 0 | 0 | 0 | 0 | 0 | 0
58.1x | WE019-TY | Non-Domestic Audits | Other water efficiency | N | 2020-21 | Capacity | 0.00046826 | 3.2535 | 32.8838 | 13.444 | 0 | 0.05946 | 1386.2104 | 1432.5977 | 1423.9527 | 44032.9875 | 4 | 4 | Gains in WAFU / Savings in demand | Input | Ml/d | 1 Year 1: 0.00046826; 2 Year 2: 0.00046826; 3 Year 3: 0.00046826; 4 Year 4: 0.00046826; 5 Year 5: 0.00046826; 6 Year 6: 0.00046826; 7 Year 7: 0.00046826; 8 Year 8: 0.00046826; 9 Year 9: 0.00046826; 10 Year 10: 0.00046826; 11 Year 11: 0.00046826; 12 Year 12: 0.00046826; 13 Year 13: 0.00046826; 14 Year 14: 0.00046826; 15 Year 15: 0.00046826; 16 Year 16: 0.00046826; 17 Year 17: 0.00046826; 18 Year 18: 0.00046826; 19 Year 19: 0.00046826; 20 Year 20: 0.00046826; 21 Year 21: 0.00046826; 22 Year 22: 0.00046826; 23 Year 23: 0.00046826; 24 Year 24: 0.00046826; 25 Year 25: 0.00046826; 26 Year 26: 0.00046826; 27 Year 27: 0.00046826; 28 Year 28: 0.00046826; 29 Year 29: 0.00046826; 30 Year 30: 0.00046826; 81 Year 81: 0; 82 Year 82: 0; 83 Year 83: 0; 84 Year 84: 0; 85 Year 85: 0; 86 Year 86: 0; 87 Year 87: 0; 88 Year 88: 0; 89 Year 89: 0; 90 Year 90: 0; 91 Year 91: 0; 92 Year 92: 0; 93 Year 93: 0; 94 Year 94: 0; 95 Year 95: 0; 96 Year 96: 0; 97 Year 97: 0; 98 Year 98: 0; 99 Year 99: 0; 100 Year 100: 0; 101 Year 101: 0; 102 Year 102: 0; 103 Year 103: 0; 104 Year 104: 0
[19 empty] | Fixed capex | Input | £000s | 1 Year 1: 0; 2 Year 2: 0; 3 Year 3: 0; 4 Year 4: 0; 5 Year 5: 0; 6 Year 6: 0; 7 Year 7: 0; 8 Year 8: 0; 9 Year 9: 0; 10 Year 10: 0; 11 Year 11: 0; 12 Year 12: 0; 13 Year 13: 0; 14 Year 14: 0; 15 Year 15: 0; 16 Year 16: 0; 17 Year 17: 0; 18 Year 18: 0; 19 Year 19: 0; 20 Year 20: 0; 21 Year 21: 0; 22 Year 22: 0; 23 Year 23: 0; 24 Year 24: 0; 25 Year 25: 0; 26 Year 26: 0; 27 Year 27: 0; 28 Year 28: 0; 29 Year 29: 0; 30 Year 30: 0; 81 Year 81: 0; 82 Year 82: 0; 83 Year 83: 0; 84 Year 84: 0; 85 Year 85: 0; 86 Year 86: 0; 87 Year 87: 0; 88 Year 88: 0; 89 Year 89: 0; 90 Year 90: 0; 91 Year 91: 0; 92 Year 92: 0; 93 Year 93: 0; 94 Year 94: 0; 95 Year 95: 0; 96 Year 96: 0; 97 Year 97: 0; 98 Year 98: 0; 99 Year 99: 0; 100 Year 100: 0; 101 Year 101: 0; 102 Year 102: 0; 103 Year 103: 0; 104 Year 104: 0
[19 empty] | Variable capex | Input | £000s | 1 Year 1: 21.1875; 2 Year 2: 0; 3 Year 3: 0; 4 Year 4: 0; 5 Year 5: 0; 6 Year 6: 0; 7 Year 7: 0; 8 Year 8: 0; 9 Year 9: 0; 10 Year 10: 0; 11 Year 11: 0; 12 Year 12: 0; 13 Year 13: 0; 14 Year 14: 0; 15 Year 15: 0; 16 Year 16: 0; 17 Year 17: 0; 18 Year 18: 0; 19 Year 19: 0; 20 Year 20: 0; 21 Year 21: 0; 22 Year 22: 0; 23 Year 23: 0; 24 Year 24: 0; 25 Year 25: 0; 26 Year 26: 0; 27 Year 27: 0; 28 Year 28: 0; 29 Year 29: 0; 30 Year 30: 0; 81 Year 81: 0; 82 Year 82: 0; 83 Year 83: 0; 84 Year 84: 0; 85 Year 85: 0; 86 Year 86: 0; 87 Year 87: 0; 88 Year 88: 0; 89 Year 89: 0; 90 Year 90: 0; 91 Year 91: 0; 92 Year 92: 0; 93 Year 93: 0; 94 Year 94: 0; 95 Year 95: 0; 96 Year 96: 0; 97 Year 97: 0; 98 Year 98: 0; 99 Year 99: 0; 100 Year 100: 0; 101 Year 101: 0; 102 Year 102: 0; 103 Year 103: 0; 104 Year 104: 0
[19 empty] | Financing costs | Input | £000s | 1 Year 1: 0.61444; 2 Year 2: 0.61444; 3 Year 3: 0.61444; 4 Year 4: 0.61444; 5 Year 5: 0.61444; 6 Year 6: 0.61444; 7 Year 7: 0.61444; 8 Year 8: 0.61444; 9 Year 9: 0.61444; 10 Year 10: 0.61444; 11 Year 11: 0.61444; 12 Year 12: 0.61444; 13 Year 13: 0.61444; 14 Year 14: 0.61444; 15 Year 15: 0.61444; 16 Year 16: 0.61444; 17 Year 17: 0.61444; 18 Year 18: 0.61444; 19 Year 19: 0.61444; 20 Year 20: 0.61444; 21 Year 21: 0.61444; 22 Year 22: 0.61444; 23 Year 23: 0.61444; 24 Year 24: 0.61444; 25 Year 25: 0.61444; 26 Year 26: 0.61444; 27 Year 27: 0.61444; 28 Year 28: 0.61444; 29 Year 29: 0.61444; 30 Year 30: 0.61444
[19 empty] | Fixed opex | Input | £000s | 1 Year 1: 0.70625; 2 Year 2: 0.70625; 3 Year 3: 0.70625; 4 Year 4: 0.70625; 5 Year 5: 0.70625; 6 Year 6: 0.70625; 7 Year 7: 0.70625; 8 Year 8: 0.70625; 9 Year 9: 0.70625; 10 Year 10: 0.70625; 11 Year 11: 0.70625; 12 Year 12: 0.70625; 13 Year 13: 0.70625; 14 Year 14: 0.70625; 15 Year 15: 0.70625; 16 Year 16: 0.70625; 17 Year 17: 0.70625; 18 Year 18: 0.70625; 19 Year 19: 0.70625; 20 Year 20: 0.70625; 21 Year 21: 0.70625; 22 Year 22: 0.70625; 23 Year 23: 0.70625; 24 Year 24: 0.70625; 25 Year 25: 0.70625; 26 Year 26: 0.70625; 27 Year 27: 0.70625; 28 Year 28: 0.70625; 29 Year 29: 0.70625; 30 Year 30: 0.70625; 81 Year 81: 0; 82 Year 82: 0; 83 Year 83: 0; 84 Year 84: 0; 85 Year 85: 0; 86 Year 86: 0; 87 Year 87: 0; 88 Year 88: 0; 89 Year 89: 0; 90 Year 90: 0; 91 Year 91: 0; 92 Year 92: 0; 93 Year 93: 0; 94 Year 94: 0; 95 Year 95: 0; 96 Year 96: 0; 97 Year 97: 0; 98 Year 98: 0; 99 Year 99: 0; 100 Year 100: 0; 101 Year 101: 0; 102 Year 102: 0; 103 Year 103: 0; 104 Year 104: 0
[19 empty] | Variable opex | Input | £000s | 1 Year 1: 0; 2 Year 2: 0; 3 Year 3: 0; 4 Year 4: 0; 5 Year 5: 0; 6 Year 6: 0; 7 Year 7: 0; 8 Year 8: 0; 9 Year 9: 0; 10 Year 10: 0; 11 Year 11: 0; 12 Year 12: 0; 13 Year 13: 0; 14 Year 14: 0; 15 Year 15: 0; 16 Year 16: 0; 17 Year 17: 0; 18 Year 18: 0; 19 Year 19: 0; 20 Year 20: 0; 21 Year 21: 0; 22 Year 22: 0; 23 Year 23: 0; 24 Year 24: 0; 25 Year 25: 0; 26 Year 26: 0; 27 Year 27: 0; 28 Year 28: 0; 29 Year 29: 0; 30 Year 30: 0; 81 Year 81: 0; 82 Year 82: 0; 83 Year 83: 0; 84 Year 84: 0; 85 Year 85: 0; 86 Year 86: 0; 87 Year 87: 0; 88 Year 88: 0; 89 Year 89: 0; 90 Year 90: 0; 91 Year 91: 0; 92 Year 92: 0; 93 Year 93: 0; 94 Year 94: 0; 95 Year 95: 0; 96 Year 96: 0; 97 Year 97: 0; 98 Year 98: 0; 99 Year 99: 0; 100 Year 100: 0; 101 Year 101: 0; 102 Year 102: 0; 103 Year 103: 0; 104 Year 104: 0
[19 empty] | Opex savings | Input | £000s | 1 Year 1: 0; 2 Year 2: 0; 3 Year 3: 0; 4 Year 4: 0; 5 Year 5: 0; 6 Year 6: 0; 7 Year 7: 0; 8 Year 8: 0; 9 Year 9: 0; 10 Year 10: 0; 11 Year 11: 0; 12 Year 12: 0; 13 Year 13: 0; 14 Year 14: 0; 15 Year 15: 0; 16 Year 16: 0; 17 Year 17: 0; 18 Year 18: 0; 19 Year 19: 0; 20 Year 20: 0; 21 Year 21: 0; 22 Year 22: 0; 23 Year 23: 0; 24 Year 24: 0; 25 Year 25: 0; 26 Year 26: 0; 27 Year 27: 0; 28 Year 28: 0; 29 Year 29: 0; 30 Year 30: 0; 81 Year 81: 0; 82 Year 82: 0; 83 Year 83: 0; 84 Year 84: 0; 85 Year 85: 0; 86 Year 86: 0; 87 Year 87: 0; 88 Year 88: 0; 89 Year 89: 0; 90 Year 90: 0; 91 Year 91: 0; 92 Year 92: 0; 93 Year 93: 0; 94 Year 94: 0; 95 Year 95: 0; 96 Year 96: 0; 97 Year 97: 0; 98 Year 98: 0; 99 Year 99: 0; 100 Year 100: 0; 101 Year 101: 0; 102 Year 102: 0; 103 Year 103: 0; 104 Year 104: 0
[19 empty] | Fixed env & social | Input | £000s | 1 Year 1: 0; 2 Year 2: 0; 3 Year 3: 0; 4 Year 4: 0; 5 Year 5: 0; 6 Year 6: 0; 7 Year 7: 0; 8 Year 8: 0; 9 Year 9: 0; 10 Year 10: 0; 11 Year 11: 0; 12 Year 12: 0; 13 Year 13: 0; 14 Year 14: 0; 15 Year 15: 0; 16 Year 16: 0; 17 Year 17: 0; 18 Year 18: 0; 19 Year 19: 0; 20 Year 20: 0; 21 Year 21: 0; 22 Year 22: 0; 23 Year 23: 0; 24 Year 24: 0; 25 Year 25: 0; 26 Year 26: 0; 27 Year 27: 0; 28 Year 28: 0; 29 Year 29: 0; 30 Year 30: 0; 81 Year 81: 0; 82 Year 82: 0; 83 Year 83: 0; 84 Year 84: 0; 85 Year 85: 0; 86 Year 86: 0; 87 Year 87: 0; 88 Year 88: 0; 89 Year 89: 0; 90 Year 90: 0; 91 Year 91: 0; 92 Year 92: 0; 93 Year 93: 0; 94 Year 94: 0; 95 Year 95: 0; 96 Year 96: 0; 97 Year 97: 0; 98 Year 98: 0; 99 Year 99: 0; 100 Year 100: 0; 101 Year 101: 0; 102 Year 102: 0; 103 Year 103: 0; 104 Year 104: 0
[19 empty] | Variable env & social | Input | £000s | 1 Year 1: 0; 2 Year 2: 0; 3 Year 3: 0; 4 Year 4: 0; 5 Year 5: 0; 6 Year 6: 0; 7 Year 7: 0; 8 Year 8: 0; 9 Year 9: 0; 10 Year 10: 0; 11 Year 11: 0; 12 Year 12: 0; 13 Year 13: 0; 14 Year 14: 0; 15 Year 15: 0; 16 Year 16: 0; 17 Year 17: 0; 18 Year 18: 0; 19 Year 19: 0; 20 Year 20: 0; 21 Year 21: 0; 22 Year 22: 0; 23 Year 23: 0; 24 Year 24: 0; 25 Year 25: 0; 26 Year 26: 0; 27 Year 27: 0; 28 Year 28: 0; 29 Year 29: 0; 30 Year 30: 0; 81 Year 81: 0; 82 Year 82: 0; 83 Year 83: 0; 84 Year 84: 0; 85 Year 85: 0; 86 Year 86: 0; 87 Year 87: 0; 88 Year 88: 0; 89 Year 89: 0; 90 Year 90: 0; 91 Year 91: 0; 92 Year 92: 0; 93 Year 93: 0; 94 Year 94: 0; 95 Year 95: 0; 96 Year 96: 0; 97 Year 97: 0; 98 Year 98: 0; 99 Year 99: 0; 100 Year 100: 0; 101 Year 101: 0; 102 Year 102: 0; 103 Year 103: 0; 104 Year 104: 0
[19 empty] | Fixed carbon costs | Input | £000s | 1 Year 1: 0.05946; 2 Year 2: 0; 3 Year 3: 0; 4 Year 4: 0; 5 Year 5: 0; 6 Year 6: 0; 7 Year 7: 0; 8 Year 8: 0; 9 Year 9: 0; 10 Year 10: 0; 11 Year 11: 0; 12 Year 12: 0; 13 Year 13: 0; 14 Year 14: 0; 15 Year 15: 0; 16 Year 16: 0; 17 Year 17: 0; 18 Year 18: 0; 19 Year 19: 0; 20 Year 20: 0; 21 Year 21: 0; 22 Year 22: 0; 23 Year 23: 0; 24 Year 24: 0; 25 Year 25: 0; 26 Year 26: 0; 27 Year 27: 0; 28 Year 28: 0; 29 Year 29: 0; 30 Year 30: 0; 81 Year 81: 0; 82 Year 82: 0; 83 Year 83: 0; 84 Year 84: 0; 85 Year 85: 0; 86 Year 86: 0; 87 Year 87: 0; 88 Year 88: 0; 89 Year 89: 0; 90 Year 90: 0; 91 Year 91: 0; 92 Year 92: 0; 93 Year 93: 0; 94 Year 94: 0; 95 Year 95: 0; 96 Year 96: 0; 97 Year 97: 0; 98 Year 98: 0; 99 Year 99: 0; 100 Year 100: 0; 101 Year 101: 0; 102 Year 102: 0; 103 Year 103: 0; 104 Year 104: 0
[19 empty] | Variable carbon costs | Input | £000s | 1 Year 1: 0; 2 Year 2: 0; 3 Year 3: 0; 4 Year 4: 0; 5 Year 5: 0; 6 Year 6: 0; 7 Year 7: 0; 8 Year 8: 0; 9 Year 9: 0; 10 Year 10: 0; 11 Year 11: 0; 12 Year 12: 0; 13 Year 13: 0; 14 Year 14: 0; 15 Year 15: 0; 16 Year 16: 0; 17 Year 17: 0; 18 Year 18: 0; 19 Year 19: 0; 20 Year 20: 0; 21 Year 21: 0; 22 Year 22: 0; 23 Year 23: 0; 24 Year 24: 0; 25 Year 25: 0; 26 Year 26: 0; 27 Year 27: 0; 28 Year 28: 0; 29 Year 29: 0; 30 Year 30: 0; 81 Year 81: 0; 82 Year 82: 0; 83 Year 83: 0; 84 Year 84: 0; 85 Year 85: 0; 86 Year 86: 0; 87 Year 87: 0; 88 Year 88: 0; 89 Year 89: 0; 90 Year 90: 0; 91 Year 91: 0; 92 Year 92: 0; 93 Year 93: 0; 94 Year 94: 0; 95 Year 95: 0; 96 Year 96: 0; 97 Year 97: 0; 98 Year 98: 0; 99 Year 99: 0; 100 Year 100: 0; 101 Year 101: 0; 102 Year 102: 0; 103 Year 103: 0; 104 Year 104: 0
[19 empty] | Customer willingness to pay | Input | £000s | 1 Year 1: 72.8214; 2 Year 2: 72.8214; 3 Year 3: 72.8214; 4 Year 4: 72.8214; 5 Year 5: 72.8214; 6 Year 6: 72.8214; 7 Year 7: 72.8214; 8 Year 8: 72.8214; 9 Year 9: 72.8214; 10 Year 10: 72.8214; 11 Year 11: 72.8214; 12 Year 12: 72.8214; 13 Year 13: 72.8214; 14 Year 14: 72.8214; 15 Year 15: 72.8214; 16 Year 16: 72.8214; 17 Year 17: 72.8214; 18 Year 18: 72.8214; 19 Year 19: 72.8214; 20 Year 20: 72.8214; 21 Year 21: 72.8214; 22 Year 22: 72.8214; 23 Year 23: 72.8214; 24 Year 24: 72.8214; 25 Year 25: 72.8214; 26 Year 26: 72.8214; 27 Year 27: 72.8214; 28 Year 28: 72.8214; 29 Year 29: 72.8214; 30 Year 30: 72.8214; 81 Year 81: 0; 82 Year 82: 0; 83 Year 83: 0; 84 Year 84: 0; 85 Year 85: 0; 86 Year 86: 0; 87 Year 87: 0; 88 Year 88: 0; 89 Year 89: 0; 90 Year 90: 0; 91 Year 91: 0; 92 Year 92: 0; 93 Year 93: 0; 94 Year 94: 0; 95 Year 95: 0; 96 Year 96: 0; 97 Year 97: 0; 98 Year 98: 0; 99 Year 99: 0; 100 Year 100: 0; 101 Year 101: 0; 102 Year 102: 0; 103 Year 103: 0; 104 Year 104: 0
[19 empty] | Total | Sum of above (excl WAFU) | £000s | 95.389 | 74.142 | 74.142 | 74.142 | 74.142 | 74.142 | 74.142 | 74.142 | 74.142 | 74.142 | 74.142 | 74.142 | 74.142 | 74.142 | 74.142 | 74.142 | 74.142 | 74.142 | 74.142 | 74.142 | 74.142 | 74.142 | 74.142 | 74.142 | 74.142 | 74.142 | 74.142 | 74.142 | 74.142 | 74.142 | 0 | 0 | 0 | 0 | 0 | 0 | 0 | 0 | 0 | 0 | 0 | 0 | 0 | 0 | 0 | 0 | 0 | 0 | 0 | 0 | 0 | 0 | 0 | 0 | 0 | 0 | 0 | 0 | 0 | 0 | 0 | 0 | 0 | 0 | 0 | 0 | 0 | 0 | 0 | 0 | 0 | 0 | 0 | 0 | 0 | 0 | 0 | 0 | 0 | 0 | 0 | 0 | 0 | 0 | 0 | 0 | 0 | 0 | 0 | 0 | 0 | 0 | 0 | 0 | 0 | 0 | 0 | 0 | 0 | 0 | 0 | 0 | 0 | 0
61.3a | Options to change volume delivered to measured households | [20 empty] | 0 | 0 | 0 | 0 | 0 | 0 | 0 | 0 | 0 | 0 | 0 | 0 | 0 | 0 | 0 | 0 | 0 | 0 | 0 | 0 | 0 | 0 | 0 | 0 | 0 | 0 | 0 | 0 | 0 | 0 | 0 | 0 | 0 | 0 | 0 | 0 | 0 | 0 | 0 | 0 | 0 | 0 | 0 | 0 | 0 | 0 | 0 | 0 | 0 | 0 | 0 | 0 | 0 | 0 | 0 | 0 | 0 | 0 | 0 | 0 | 0 | 0 | 0 | 0 | 0 | 0 | 0 | 0 | 0 | 0 | 0 | 0 | 0 | 0 | 0 | 0 | 0 | 0 | 0 | 0 | 0 | 0 | 0 | 0 | 0 | 0 | 0 | 0 | 0 | 0 | 0 | 0 | 0 | 0 | 0 | 0 | 0 | 0 | 0 | 0 | 0 | 0 | 0 | 0
58.1x | WE018-TY | Garden Crystals (Unsolicited) | Other water efficiency | N | 2020-21 | Capacity | 1.6899e-05 | 0.11741 | 14.5663 | 0 | 0 | 0 | 1386.2104 | 1400.7768 | 12406.0067 | 1193030.1916 | 4 | 4 | Gains in WAFU / Savings in demand | Input | Ml/d | 1 Year 1: 1.6899e-05; 2 Year 2: 1.6899e-05; 3 Year 3: 1.6899e-05; 4 Year 4: 1.6899e-05; 5 Year 5: 1.6899e-05; 6 Year 6: 1.6899e-05; 7 Year 7: 1.6899e-05; 8 Year 8: 1.6899e-05; 9 Year 9: 1.6899e-05; 10 Year 10: 1.6899e-05; 11 Year 11: 1.6899e-05; 12 Year 12: 1.6899e-05; 13 Year 13: 1.6899e-05; 14 Year 14: 1.6899e-05; 15 Year 15: 1.6899e-05; 16 Year 16: 1.6899e-05; 17 Year 17: 1.6899e-05; 18 Year 18: 1.6899e-05; 19 Year 19: 1.6899e-05; 20 Year 20: 1.6899e-05; 21 Year 21: 1.6899e-05; 22 Year 22: 1.6899e-05; 23 Year 23: 1.6899e-05; 24 Year 24: 1.6899e-05; 25 Year 25: 1.6899e-05; 26 Year 26: 1.6899e-05; 27 Year 27: 1.6899e-05; 28 Year 28: 1.6899e-05; 29 Year 29: 1.6899e-05; 30 Year 30: 1.6899e-05; 81 Year 81: 0; 82 Year 82: 0; 83 Year 83: 0; 84 Year 84: 0; 85 Year 85: 0; 86 Year 86: 0; 87 Year 87: 0; 88 Year 88: 0; 89 Year 89: 0; 90 Year 90: 0; 91 Year 91: 0; 92 Year 92: 0; 93 Year 93: 0; 94 Year 94: 0; 95 Year 95: 0; 96 Year 96: 0; 97 Year 97: 0; 98 Year 98: 0; 99 Year 99: 0; 100 Year 100: 0; 101 Year 101: 0; 102 Year 102: 0; 103 Year 103: 0; 104 Year 104: 0
[19 empty] | Fixed capex | Input | £000s | 1 Year 1: 9.3853; 2 Year 2: 0; 3 Year 3: 0; 4 Year 4: 0; 5 Year 5: 0; 6 Year 6: 0; 7 Year 7: 0; 8 Year 8: 0; 9 Year 9: 0; 10 Year 10: 0; 11 Year 11: 0; 12 Year 12: 0; 13 Year 13: 0; 14 Year 14: 0; 15 Year 15: 0; 16 Year 16: 0; 17 Year 17: 0; 18 Year 18: 0; 19 Year 19: 0; 20 Year 20: 0; 21 Year 21: 0; 22 Year 22: 0; 23 Year 23: 0; 24 Year 24: 0; 25 Year 25: 0; 26 Year 26: 0; 27 Year 27: 0; 28 Year 28: 0; 29 Year 29: 0; 30 Year 30: 0; 81 Year 81: 0; 82 Year 82: 0; 83 Year 83: 0; 84 Year 84: 0; 85 Year 85: 0; 86 Year 86: 0; 87 Year 87: 0; 88 Year 88: 0; 89 Year 89: 0; 90 Year 90: 0; 91 Year 91: 0; 92 Year 92: 0; 93 Year 93: 0; 94 Year 94: 0; 95 Year 95: 0; 96 Year 96: 0; 97 Year 97: 0; 98 Year 98: 0; 99 Year 99: 0; 100 Year 100: 0; 101 Year 101: 0; 102 Year 102: 0; 103 Year 103: 0; 104 Year 104: 0
[19 empty] | Variable capex | Input | £000s | 1 Year 1: 0; 2 Year 2: 0; 3 Year 3: 0; 4 Year 4: 0; 5 Year 5: 0; 6 Year 6: 0; 7 Year 7: 0; 8 Year 8: 0; 9 Year 9: 0; 10 Year 10: 0; 11 Year 11: 0; 12 Year 12: 0; 13 Year 13: 0; 14 Year 14: 0; 15 Year 15: 0; 16 Year 16: 0; 17 Year 17: 0; 18 Year 18: 0; 19 Year 19: 0; 20 Year 20: 0; 21 Year 21: 0; 22 Year 22: 0; 23 Year 23: 0; 24 Year 24: 0; 25 Year 25: 0; 26 Year 26: 0; 27 Year 27: 0; 28 Year 28: 0; 29 Year 29: 0; 30 Year 30: 0; 81 Year 81: 0; 82 Year 82: 0; 83 Year 83: 0; 84 Year 84: 0; 85 Year 85: 0; 86 Year 86: 0; 87 Year 87: 0; 88 Year 88: 0; 89 Year 89: 0; 90 Year 90: 0; 91 Year 91: 0; 92 Year 92: 0; 93 Year 93: 0; 94 Year 94: 0; 95 Year 95: 0; 96 Year 96: 0; 97 Year 97: 0; 98 Year 98: 0; 99 Year 99: 0; 100 Year 100: 0; 101 Year 101: 0; 102 Year 102: 0; 103 Year 103: 0; 104 Year 104: 0
[19 empty] | Financing costs | Input | £000s | 1 Year 1: 0.27217; 2 Year 2: 0.27217; 3 Year 3: 0.27217; 4 Year 4: 0.27217; 5 Year 5: 0.27217; 6 Year 6: 0.27217; 7 Year 7: 0.27217; 8 Year 8: 0.27217; 9 Year 9: 0.27217; 10 Year 10: 0.27217; 11 Year 11: 0.27217; 12 Year 12: 0.27217; 13 Year 13: 0.27217; 14 Year 14: 0.27217; 15 Year 15: 0.27217; 16 Year 16: 0.27217; 17 Year 17: 0.27217; 18 Year 18: 0.27217; 19 Year 19: 0.27217; 20 Year 20: 0.27217; 21 Year 21: 0.27217; 22 Year 22: 0.27217; 23 Year 23: 0.27217; 24 Year 24: 0.27217; 25 Year 25: 0.27217; 26 Year 26: 0.27217; 27 Year 27: 0.27217; 28 Year 28: 0.27217; 29 Year 29: 0.27217; 30 Year 30: 0.27217
[19 empty] | Fixed opex | Input | £000s | 1 Year 1: 0; 2 Year 2: 0; 3 Year 3: 0; 4 Year 4: 0; 5 Year 5: 0; 6 Year 6: 0; 7 Year 7: 0; 8 Year 8: 0; 9 Year 9: 0; 10 Year 10: 0; 11 Year 11: 0; 12 Year 12: 0; 13 Year 13: 0; 14 Year 14: 0; 15 Year 15: 0; 16 Year 16: 0; 17 Year 17: 0; 18 Year 18: 0; 19 Year 19: 0; 20 Year 20: 0; 21 Year 21: 0; 22 Year 22: 0; 23 Year 23: 0; 24 Year 24: 0; 25 Year 25: 0; 26 Year 26: 0; 27 Year 27: 0; 28 Year 28: 0; 29 Year 29: 0; 30 Year 30: 0; 81 Year 81: 0; 82 Year 82: 0; 83 Year 83: 0; 84 Year 84: 0; 85 Year 85: 0; 86 Year 86: 0; 87 Year 87: 0; 88 Year 88: 0; 89 Year 89: 0; 90 Year 90: 0; 91 Year 91: 0; 92 Year 92: 0; 93 Year 93: 0; 94 Year 94: 0; 95 Year 95: 0; 96 Year 96: 0; 97 Year 97: 0; 98 Year 98: 0; 99 Year 99: 0; 100 Year 100: 0; 101 Year 101: 0; 102 Year 102: 0; 103 Year 103: 0; 104 Year 104: 0
[19 empty] | Variable opex | Input | £000s | 1 Year 1: 0; 2 Year 2: 0; 3 Year 3: 0; 4 Year 4: 0; 5 Year 5: 0; 6 Year 6: 0; 7 Year 7: 0; 8 Year 8: 0; 9 Year 9: 0; 10 Year 10: 0; 11 Year 11: 0; 12 Year 12: 0; 13 Year 13: 0; 14 Year 14: 0; 15 Year 15: 0; 16 Year 16: 0; 17 Year 17: 0; 18 Year 18: 0; 19 Year 19: 0; 20 Year 20: 0; 21 Year 21: 0; 22 Year 22: 0; 23 Year 23: 0; 24 Year 24: 0; 25 Year 25: 0; 26 Year 26: 0; 27 Year 27: 0; 28 Year 28: 0; 29 Year 29: 0; 30 Year 30: 0; 81 Year 81: 0; 82 Year 82: 0; 83 Year 83: 0; 84 Year 84: 0; 85 Year 85: 0; 86 Year 86: 0; 87 Year 87: 0; 88 Year 88: 0; 89 Year 89: 0; 90 Year 90: 0; 91 Year 91: 0; 92 Year 92: 0; 93 Year 93: 0; 94 Year 94: 0; 95 Year 95: 0; 96 Year 96: 0; 97 Year 97: 0; 98 Year 98: 0; 99 Year 99: 0; 100 Year 100: 0; 101 Year 101: 0; 102 Year 102: 0; 103 Year 103: 0; 104 Year 104: 0
[19 empty] | Opex savings | Input | £000s | 1 Year 1: 0; 2 Year 2: 0; 3 Year 3: 0; 4 Year 4: 0; 5 Year 5: 0; 6 Year 6: 0; 7 Year 7: 0; 8 Year 8: 0; 9 Year 9: 0; 10 Year 10: 0; 11 Year 11: 0; 12 Year 12: 0; 13 Year 13: 0; 14 Year 14: 0; 15 Year 15: 0; 16 Year 16: 0; 17 Year 17: 0; 18 Year 18: 0; 19 Year 19: 0; 20 Year 20: 0; 21 Year 21: 0; 22 Year 22: 0; 23 Year 23: 0; 24 Year 24: 0; 25 Year 25: 0; 26 Year 26: 0; 27 Year 27: 0; 28 Year 28: 0; 29 Year 29: 0; 30 Year 30: 0; 81 Year 81: 0; 82 Year 82: 0; 83 Year 83: 0; 84 Year 84: 0; 85 Year 85: 0; 86 Year 86: 0; 87 Year 87: 0; 88 Year 88: 0; 89 Year 89: 0; 90 Year 90: 0; 91 Year 91: 0; 92 Year 92: 0; 93 Year 93: 0; 94 Year 94: 0; 95 Year 95: 0; 96 Year 96: 0; 97 Year 97: 0; 98 Year 98: 0; 99 Year 99: 0; 100 Year 100: 0; 101 Year 101: 0; 102 Year 102: 0; 103 Year 103: 0; 104 Year 104: 0
[19 empty] | Fixed env & social | Input | £000s | 1 Year 1: 0; 2 Year 2: 0; 3 Year 3: 0; 4 Year 4: 0; 5 Year 5: 0; 6 Year 6: 0; 7 Year 7: 0; 8 Year 8: 0; 9 Year 9: 0; 10 Year 10: 0; 11 Year 11: 0; 12 Year 12: 0; 13 Year 13: 0; 14 Year 14: 0; 15 Year 15: 0; 16 Year 16: 0; 17 Year 17: 0; 18 Year 18: 0; 19 Year 19: 0; 20 Year 20: 0; 21 Year 21: 0; 22 Year 22: 0; 23 Year 23: 0; 24 Year 24: 0; 25 Year 25: 0; 26 Year 26: 0; 27 Year 27: 0; 28 Year 28: 0; 29 Year 29: 0; 30 Year 30: 0; 81 Year 81: 0; 82 Year 82: 0; 83 Year 83: 0; 84 Year 84: 0; 85 Year 85: 0; 86 Year 86: 0; 87 Year 87: 0; 88 Year 88: 0; 89 Year 89: 0; 90 Year 90: 0; 91 Year 91: 0; 92 Year 92: 0; 93 Year 93: 0; 94 Year 94: 0; 95 Year 95: 0; 96 Year 96: 0; 97 Year 97: 0; 98 Year 98: 0; 99 Year 99: 0; 100 Year 100: 0; 101 Year 101: 0; 102 Year 102: 0; 103 Year 103: 0; 104 Year 104: 0
[19 empty] | Variable env & social | Input | £000s | 1 Year 1: 0; 2 Year 2: 0; 3 Year 3: 0; 4 Year 4: 0; 5 Year 5: 0; 6 Year 6: 0; 7 Year 7: 0; 8 Year 8: 0; 9 Year 9: 0; 10 Year 10: 0; 11 Year 11: 0; 12 Year 12: 0; 13 Year 13: 0; 14 Year 14: 0; 15 Year 15: 0; 16 Year 16: 0; 17 Year 17: 0; 18 Year 18: 0; 19 Year 19: 0; 20 Year 20: 0; 21 Year 21: 0; 22 Year 22: 0; 23 Year 23: 0; 24 Year 24: 0; 25 Year 25: 0; 26 Year 26: 0; 27 Year 27: 0; 28 Year 28: 0; 29 Year 29: 0; 30 Year 30: 0; 81 Year 81: 0; 82 Year 82: 0; 83 Year 83: 0; 84 Year 84: 0; 85 Year 85: 0; 86 Year 86: 0; 87 Year 87: 0; 88 Year 88: 0; 89 Year 89: 0; 90 Year 90: 0; 91 Year 91: 0; 92 Year 92: 0; 93 Year 93: 0; 94 Year 94: 0; 95 Year 95: 0; 96 Year 96: 0; 97 Year 97: 0; 98 Year 98: 0; 99 Year 99: 0; 100 Year 100: 0; 101 Year 101: 0; 102 Year 102: 0; 103 Year 103: 0; 104 Year 104: 0
[19 empty] | Fixed carbon costs | Input | £000s | 1 Year 1: 0; 2 Year 2: 0; 3 Year 3: 0; 4 Year 4: 0; 5 Year 5: 0; 6 Year 6: 0; 7 Year 7: 0; 8 Year 8: 0; 9 Year 9: 0; 10 Year 10: 0; 11 Year 11: 0; 12 Year 12: 0; 13 Year 13: 0; 14 Year 14: 0; 15 Year 15: 0; 16 Year 16: 0; 17 Year 17: 0; 18 Year 18: 0; 19 Year 19: 0; 20 Year 20: 0; 21 Year 21: 0; 22 Year 22: 0; 23 Year 23: 0; 24 Year 24: 0; 25 Year 25: 0; 26 Year 26: 0; 27 Year 27: 0; 28 Year 28: 0; 29 Year 29: 0; 30 Year 30: 0; 81 Year 81: 0; 82 Year 82: 0; 83 Year 83: 0; 84 Year 84: 0; 85 Year 85: 0; 86 Year 86: 0; 87 Year 87: 0; 88 Year 88: 0; 89 Year 89: 0; 90 Year 90: 0; 91 Year 91: 0; 92 Year 92: 0; 93 Year 93: 0; 94 Year 94: 0; 95 Year 95: 0; 96 Year 96: 0; 97 Year 97: 0; 98 Year 98: 0; 99 Year 99: 0; 100 Year 100: 0; 101 Year 101: 0; 102 Year 102: 0; 103 Year 103: 0; 104 Year 104: 0
[19 empty] | Variable carbon costs | Input | £000s | 1 Year 1: 0; 2 Year 2: 0; 3 Year 3: 0; 4 Year 4: 0; 5 Year 5: 0; 6 Year 6: 0; 7 Year 7: 0; 8 Year 8: 0; 9 Year 9: 0; 10 Year 10: 0; 11 Year 11: 0; 12 Year 12: 0; 13 Year 13: 0; 14 Year 14: 0; 15 Year 15: 0; 16 Year 16: 0; 17 Year 17: 0; 18 Year 18: 0; 19 Year 19: 0; 20 Year 20: 0; 21 Year 21: 0; 22 Year 22: 0; 23 Year 23: 0; 24 Year 24: 0; 25 Year 25: 0; 26 Year 26: 0; 27 Year 27: 0; 28 Year 28: 0; 29 Year 29: 0; 30 Year 30: 0; 81 Year 81: 0; 82 Year 82: 0; 83 Year 83: 0; 84 Year 84: 0; 85 Year 85: 0; 86 Year 86: 0; 87 Year 87: 0; 88 Year 88: 0; 89 Year 89: 0; 90 Year 90: 0; 91 Year 91: 0; 92 Year 92: 0; 93 Year 93: 0; 94 Year 94: 0; 95 Year 95: 0; 96 Year 96: 0; 97 Year 97: 0; 98 Year 98: 0; 99 Year 99: 0; 100 Year 100: 0; 101 Year 101: 0; 102 Year 102: 0; 103 Year 103: 0; 104 Year 104: 0
[19 empty] | Customer willingness to pay | Input | £000s | 1 Year 1: 72.8214; 2 Year 2: 72.8214; 3 Year 3: 72.8214; 4 Year 4: 72.8214; 5 Year 5: 72.8214; 6 Year 6: 72.8214; 7 Year 7: 72.8214; 8 Year 8: 72.8214; 9 Year 9: 72.8214; 10 Year 10: 72.8214; 11 Year 11: 72.8214; 12 Year 12: 72.8214; 13 Year 13: 72.8214; 14 Year 14: 72.8214; 15 Year 15: 72.8214; 16 Year 16: 72.8214; 17 Year 17: 72.8214; 18 Year 18: 72.8214; 19 Year 19: 72.8214; 20 Year 20: 72.8214; 21 Year 21: 72.8214; 22 Year 22: 72.8214; 23 Year 23: 72.8214; 24 Year 24: 72.8214; 25 Year 25: 72.8214; 26 Year 26: 72.8214; 27 Year 27: 72.8214; 28 Year 28: 72.8214; 29 Year 29: 72.8214; 30 Year 30: 72.8214; 81 Year 81: 0; 82 Year 82: 0; 83 Year 83: 0; 84 Year 84: 0; 85 Year 85: 0; 86 Year 86: 0; 87 Year 87: 0; 88 Year 88: 0; 89 Year 89: 0; 90 Year 90: 0; 91 Year 91: 0; 92 Year 92: 0; 93 Year 93: 0; 94 Year 94: 0; 95 Year 95: 0; 96 Year 96: 0; 97 Year 97: 0; 98 Year 98: 0; 99 Year 99: 0; 100 Year 100: 0; 101 Year 101: 0; 102 Year 102: 0; 103 Year 103: 0; 104 Year 104: 0
[19 empty] | Total | Sum of above (excl WAFU) | £000s | 82.4788 | 73.0935 | 73.0935 | 73.0935 | 73.0935 | 73.0935 | 73.0935 | 73.0935 | 73.0935 | 73.0935 | 73.0935 | 73.0935 | 73.0935 | 73.0935 | 73.0935 | 73.0935 | 73.0935 | 73.0935 | 73.0935 | 73.0935 | 73.0935 | 73.0935 | 73.0935 | 73.0935 | 73.0935 | 73.0935 | 73.0935 | 73.0935 | 73.0935 | 73.0935 | 0 | 0 | 0 | 0 | 0 | 0 | 0 | 0 | 0 | 0 | 0 | 0 | 0 | 0 | 0 | 0 | 0 | 0 | 0 | 0 | 0 | 0 | 0 | 0 | 0 | 0 | 0 | 0 | 0 | 0 | 0 | 0 | 0 | 0 | 0 | 0 | 0 | 0 | 0 | 0 | 0 | 0 | 0 | 0 | 0 | 0 | 0 | 0 | 0 | 0 | 0 | 0 | 0 | 0 | 0 | 0 | 0 | 0 | 0 | 0 | 0 | 0 | 0 | 0 | 0 | 0 | 0 | 0 | 0 | 0 | 0 | 0 | 0 | 0
58.1x | WE017-TY | Garden Crystals (Solicited) | Other water efficiency | N | 2020-21 | Capacity | 1.6899e-05 | 0.11741 | 11.1109 | 0 | 0 | 0 | 1386.2104 | 1397.3214 | 9463.103 | 1190087.2879 | 4 | 4 | Gains in WAFU / Savings in demand | Input | Ml/d | 1 Year 1: 1.6899e-05; 2 Year 2: 1.6899e-05; 3 Year 3: 1.6899e-05; 4 Year 4: 1.6899e-05; 5 Year 5: 1.6899e-05; 6 Year 6: 1.6899e-05; 7 Year 7: 1.6899e-05; 8 Year 8: 1.6899e-05; 9 Year 9: 1.6899e-05; 10 Year 10: 1.6899e-05; 11 Year 11: 1.6899e-05; 12 Year 12: 1.6899e-05; 13 Year 13: 1.6899e-05; 14 Year 14: 1.6899e-05; 15 Year 15: 1.6899e-05; 16 Year 16: 1.6899e-05; 17 Year 17: 1.6899e-05; 18 Year 18: 1.6899e-05; 19 Year 19: 1.6899e-05; 20 Year 20: 1.6899e-05; 21 Year 21: 1.6899e-05; 22 Year 22: 1.6899e-05; 23 Year 23: 1.6899e-05; 24 Year 24: 1.6899e-05; 25 Year 25: 1.6899e-05; 26 Year 26: 1.6899e-05; 27 Year 27: 1.6899e-05; 28 Year 28: 1.6899e-05; 29 Year 29: 1.6899e-05; 30 Year 30: 1.6899e-05; 81 Year 81: 0; 82 Year 82: 0; 83 Year 83: 0; 84 Year 84: 0; 85 Year 85: 0; 86 Year 86: 0; 87 Year 87: 0; 88 Year 88: 0; 89 Year 89: 0; 90 Year 90: 0; 91 Year 91: 0; 92 Year 92: 0; 93 Year 93: 0; 94 Year 94: 0; 95 Year 95: 0; 96 Year 96: 0; 97 Year 97: 0; 98 Year 98: 0; 99 Year 99: 0; 100 Year 100: 0; 101 Year 101: 0; 102 Year 102: 0; 103 Year 103: 0; 104 Year 104: 0
[19 empty] | Fixed capex | Input | £000s | 1 Year 1: 7.1589; 2 Year 2: 0; 3 Year 3: 0; 4 Year 4: 0; 5 Year 5: 0; 6 Year 6: 0; 7 Year 7: 0; 8 Year 8: 0; 9 Year 9: 0; 10 Year 10: 0; 11 Year 11: 0; 12 Year 12: 0; 13 Year 13: 0; 14 Year 14: 0; 15 Year 15: 0; 16 Year 16: 0; 17 Year 17: 0; 18 Year 18: 0; 19 Year 19: 0; 20 Year 20: 0; 21 Year 21: 0; 22 Year 22: 0; 23 Year 23: 0; 24 Year 24: 0; 25 Year 25: 0; 26 Year 26: 0; 27 Year 27: 0; 28 Year 28: 0; 29 Year 29: 0; 30 Year 30: 0; 81 Year 81: 0; 82 Year 82: 0; 83 Year 83: 0; 84 Year 84: 0; 85 Year 85: 0; 86 Year 86: 0; 87 Year 87: 0; 88 Year 88: 0; 89 Year 89: 0; 90 Year 90: 0; 91 Year 91: 0; 92 Year 92: 0; 93 Year 93: 0; 94 Year 94: 0; 95 Year 95: 0; 96 Year 96: 0; 97 Year 97: 0; 98 Year 98: 0; 99 Year 99: 0; 100 Year 100: 0; 101 Year 101: 0; 102 Year 102: 0; 103 Year 103: 0; 104 Year 104: 0
[19 empty] | Variable capex | Input | £000s | 1 Year 1: 0; 2 Year 2: 0; 3 Year 3: 0; 4 Year 4: 0; 5 Year 5: 0; 6 Year 6: 0; 7 Year 7: 0; 8 Year 8: 0; 9 Year 9: 0; 10 Year 10: 0; 11 Year 11: 0; 12 Year 12: 0; 13 Year 13: 0; 14 Year 14: 0; 15 Year 15: 0; 16 Year 16: 0; 17 Year 17: 0; 18 Year 18: 0; 19 Year 19: 0; 20 Year 20: 0; 21 Year 21: 0; 22 Year 22: 0; 23 Year 23: 0; 24 Year 24: 0; 25 Year 25: 0; 26 Year 26: 0; 27 Year 27: 0; 28 Year 28: 0; 29 Year 29: 0; 30 Year 30: 0; 81 Year 81: 0; 82 Year 82: 0; 83 Year 83: 0; 84 Year 84: 0; 85 Year 85: 0; 86 Year 86: 0; 87 Year 87: 0; 88 Year 88: 0; 89 Year 89: 0; 90 Year 90: 0; 91 Year 91: 0; 92 Year 92: 0; 93 Year 93: 0; 94 Year 94: 0; 95 Year 95: 0; 96 Year 96: 0; 97 Year 97: 0; 98 Year 98: 0; 99 Year 99: 0; 100 Year 100: 0; 101 Year 101: 0; 102 Year 102: 0; 103 Year 103: 0; 104 Year 104: 0
[19 empty] | Financing costs | Input | £000s | 1 Year 1: 0.20761; 2 Year 2: 0.20761; 3 Year 3: 0.20761; 4 Year 4: 0.20761; 5 Year 5: 0.20761; 6 Year 6: 0.20761; 7 Year 7: 0.20761; 8 Year 8: 0.20761; 9 Year 9: 0.20761; 10 Year 10: 0.20761; 11 Year 11: 0.20761; 12 Year 12: 0.20761; 13 Year 13: 0.20761; 14 Year 14: 0.20761; 15 Year 15: 0.20761; 16 Year 16: 0.20761; 17 Year 17: 0.20761; 18 Year 18: 0.20761; 19 Year 19: 0.20761; 20 Year 20: 0.20761; 21 Year 21: 0.20761; 22 Year 22: 0.20761; 23 Year 23: 0.20761; 24 Year 24: 0.20761; 25 Year 25: 0.20761; 26 Year 26: 0.20761; 27 Year 27: 0.20761; 28 Year 28: 0.20761; 29 Year 29: 0.20761; 30 Year 30: 0.20761
[19 empty] | Fixed opex | Input | £000s | 1 Year 1: 0; 2 Year 2: 0; 3 Year 3: 0; 4 Year 4: 0; 5 Year 5: 0; 6 Year 6: 0; 7 Year 7: 0; 8 Year 8: 0; 9 Year 9: 0; 10 Year 10: 0; 11 Year 11: 0; 12 Year 12: 0; 13 Year 13: 0; 14 Year 14: 0; 15 Year 15: 0; 16 Year 16: 0; 17 Year 17: 0; 18 Year 18: 0; 19 Year 19: 0; 20 Year 20: 0; 21 Year 21: 0; 22 Year 22: 0; 23 Year 23: 0; 24 Year 24: 0; 25 Year 25: 0; 26 Year 26: 0; 27 Year 27: 0; 28 Year 28: 0; 29 Year 29: 0; 30 Year 30: 0; 81 Year 81: 0; 82 Year 82: 0; 83 Year 83: 0; 84 Year 84: 0; 85 Year 85: 0; 86 Year 86: 0; 87 Year 87: 0; 88 Year 88: 0; 89 Year 89: 0; 90 Year 90: 0; 91 Year 91: 0; 92 Year 92: 0; 93 Year 93: 0; 94 Year 94: 0; 95 Year 95: 0; 96 Year 96: 0; 97 Year 97: 0; 98 Year 98: 0; 99 Year 99: 0; 100 Year 100: 0; 101 Year 101: 0; 102 Year 102: 0; 103 Year 103: 0; 104 Year 104: 0
[19 empty] | Variable opex | Input | £000s | 1 Year 1: 0; 2 Year 2: 0; 3 Year 3: 0; 4 Year 4: 0; 5 Year 5: 0; 6 Year 6: 0; 7 Year 7: 0; 8 Year 8: 0; 9 Year 9: 0; 10 Year 10: 0; 11 Year 11: 0; 12 Year 12: 0; 13 Year 13: 0; 14 Year 14: 0; 15 Year 15: 0; 16 Year 16: 0; 17 Year 17: 0; 18 Year 18: 0; 19 Year 19: 0; 20 Year 20: 0; 21 Year 21: 0; 22 Year 22: 0; 23 Year 23: 0; 24 Year 24: 0; 25 Year 25: 0; 26 Year 26: 0; 27 Year 27: 0; 28 Year 28: 0; 29 Year 29: 0; 30 Year 30: 0; 81 Year 81: 0; 82 Year 82: 0; 83 Year 83: 0; 84 Year 84: 0; 85 Year 85: 0; 86 Year 86: 0; 87 Year 87: 0; 88 Year 88: 0; 89 Year 89: 0; 90 Year 90: 0; 91 Year 91: 0; 92 Year 92: 0; 93 Year 93: 0; 94 Year 94: 0; 95 Year 95: 0; 96 Year 96: 0; 97 Year 97: 0; 98 Year 98: 0; 99 Year 99: 0; 100 Year 100: 0; 101 Year 101: 0; 102 Year 102: 0; 103 Year 103: 0; 104 Year 104: 0
[19 empty] | Opex savings | Input | £000s | 1 Year 1: 0; 2 Year 2: 0; 3 Year 3: 0; 4 Year 4: 0; 5 Year 5: 0; 6 Year 6: 0; 7 Year 7: 0; 8 Year 8: 0; 9 Year 9: 0; 10 Year 10: 0; 11 Year 11: 0; 12 Year 12: 0; 13 Year 13: 0; 14 Year 14: 0; 15 Year 15: 0; 16 Year 16: 0; 17 Year 17: 0; 18 Year 18: 0; 19 Year 19: 0; 20 Year 20: 0; 21 Year 21: 0; 22 Year 22: 0; 23 Year 23: 0; 24 Year 24: 0; 25 Year 25: 0; 26 Year 26: 0; 27 Year 27: 0; 28 Year 28: 0; 29 Year 29: 0; 30 Year 30: 0; 81 Year 81: 0; 82 Year 82: 0; 83 Year 83: 0; 84 Year 84: 0; 85 Year 85: 0; 86 Year 86: 0; 87 Year 87: 0; 88 Year 88: 0; 89 Year 89: 0; 90 Year 90: 0; 91 Year 91: 0; 92 Year 92: 0; 93 Year 93: 0; 94 Year 94: 0; 95 Year 95: 0; 96 Year 96: 0; 97 Year 97: 0; 98 Year 98: 0; 99 Year 99: 0; 100 Year 100: 0; 101 Year 101: 0; 102 Year 102: 0; 103 Year 103: 0; 104 Year 104: 0
[19 empty] | Fixed env & social | Input | £000s | 1 Year 1: 0; 2 Year 2: 0; 3 Year 3: 0; 4 Year 4: 0; 5 Year 5: 0; 6 Year 6: 0; 7 Year 7: 0; 8 Year 8: 0; 9 Year 9: 0; 10 Year 10: 0; 11 Year 11: 0; 12 Year 12: 0; 13 Year 13: 0; 14 Year 14: 0; 15 Year 15: 0; 16 Year 16: 0; 17 Year 17: 0; 18 Year 18: 0; 19 Year 19: 0; 20 Year 20: 0; 21 Year 21: 0; 22 Year 22: 0; 23 Year 23: 0; 24 Year 24: 0; 25 Year 25: 0; 26 Year 26: 0; 27 Year 27: 0; 28 Year 28: 0; 29 Year 29: 0; 30 Year 30: 0; 81 Year 81: 0; 82 Year 82: 0; 83 Year 83: 0; 84 Year 84: 0; 85 Year 85: 0; 86 Year 86: 0; 87 Year 87: 0; 88 Year 88: 0; 89 Year 89: 0; 90 Year 90: 0; 91 Year 91: 0; 92 Year 92: 0; 93 Year 93: 0; 94 Year 94: 0; 95 Year 95: 0; 96 Year 96: 0; 97 Year 97: 0; 98 Year 98: 0; 99 Year 99: 0; 100 Year 100: 0; 101 Year 101: 0; 102 Year 102: 0; 103 Year 103: 0; 104 Year 104: 0
[19 empty] | Variable env & social | Input | £000s | 1 Year 1: 0; 2 Year 2: 0; 3 Year 3: 0; 4 Year 4: 0; 5 Year 5: 0; 6 Year 6: 0; 7 Year 7: 0; 8 Year 8: 0; 9 Year 9: 0; 10 Year 10: 0; 11 Year 11: 0; 12 Year 12: 0; 13 Year 13: 0; 14 Year 14: 0; 15 Year 15: 0; 16 Year 16: 0; 17 Year 17: 0; 18 Year 18: 0; 19 Year 19: 0; 20 Year 20: 0; 21 Year 21: 0; 22 Year 22: 0; 23 Year 23: 0; 24 Year 24: 0; 25 Year 25: 0; 26 Year 26: 0; 27 Year 27: 0; 28 Year 28: 0; 29 Year 29: 0; 30 Year 30: 0; 81 Year 81: 0; 82 Year 82: 0; 83 Year 83: 0; 84 Year 84: 0; 85 Year 85: 0; 86 Year 86: 0; 87 Year 87: 0; 88 Year 88: 0; 89 Year 89: 0; 90 Year 90: 0; 91 Year 91: 0; 92 Year 92: 0; 93 Year 93: 0; 94 Year 94: 0; 95 Year 95: 0; 96 Year 96: 0; 97 Year 97: 0; 98 Year 98: 0; 99 Year 99: 0; 100 Year 100: 0; 101 Year 101: 0; 102 Year 102: 0; 103 Year 103: 0; 104 Year 104: 0
[19 empty] | Fixed carbon costs | Input | £000s | 1 Year 1: 0; 2 Year 2: 0; 3 Year 3: 0; 4 Year 4: 0; 5 Year 5: 0; 6 Year 6: 0; 7 Year 7: 0; 8 Year 8: 0; 9 Year 9: 0; 10 Year 10: 0; 11 Year 11: 0; 12 Year 12: 0; 13 Year 13: 0; 14 Year 14: 0; 15 Year 15: 0; 16 Year 16: 0; 17 Year 17: 0; 18 Year 18: 0; 19 Year 19: 0; 20 Year 20: 0; 21 Year 21: 0; 22 Year 22: 0; 23 Year 23: 0; 24 Year 24: 0; 25 Year 25: 0; 26 Year 26: 0; 27 Year 27: 0; 28 Year 28: 0; 29 Year 29: 0; 30 Year 30: 0; 81 Year 81: 0; 82 Year 82: 0; 83 Year 83: 0; 84 Year 84: 0; 85 Year 85: 0; 86 Year 86: 0; 87 Year 87: 0; 88 Year 88: 0; 89 Year 89: 0; 90 Year 90: 0; 91 Year 91: 0; 92 Year 92: 0; 93 Year 93: 0; 94 Year 94: 0; 95 Year 95: 0; 96 Year 96: 0; 97 Year 97: 0; 98 Year 98: 0; 99 Year 99: 0; 100 Year 100: 0; 101 Year 101: 0; 102 Year 102: 0; 103 Year 103: 0; 104 Year 104: 0
[19 empty] | Variable carbon costs | Input | £000s | 1 Year 1: 0; 2 Year 2: 0; 3 Year 3: 0; 4 Year 4: 0; 5 Year 5: 0; 6 Year 6: 0; 7 Year 7: 0; 8 Year 8: 0; 9 Year 9: 0; 10 Year 10: 0; 11 Year 11: 0; 12 Year 12: 0; 13 Year 13: 0; 14 Year 14: 0; 15 Year 15: 0; 16 Year 16: 0; 17 Year 17: 0; 18 Year 18: 0; 19 Year 19: 0; 20 Year 20: 0; 21 Year 21: 0; 22 Year 22: 0; 23 Year 23: 0; 24 Year 24: 0; 25 Year 25: 0; 26 Year 26: 0; 27 Year 27: 0; 28 Year 28: 0; 29 Year 29: 0; 30 Year 30: 0; 81 Year 81: 0; 82 Year 82: 0; 83 Year 83: 0; 84 Year 84: 0; 85 Year 85: 0; 86 Year 86: 0; 87 Year 87: 0; 88 Year 88: 0; 89 Year 89: 0; 90 Year 90: 0; 91 Year 91: 0; 92 Year 92: 0; 93 Year 93: 0; 94 Year 94: 0; 95 Year 95: 0; 96 Year 96: 0; 97 Year 97: 0; 98 Year 98: 0; 99 Year 99: 0; 100 Year 100: 0; 101 Year 101: 0; 102 Year 102: 0; 103 Year 103: 0; 104 Year 104: 0
[19 empty] | Customer willingness to pay | Input | £000s | 1 Year 1: 72.8214; 2 Year 2: 72.8214; 3 Year 3: 72.8214; 4 Year 4: 72.8214; 5 Year 5: 72.8214; 6 Year 6: 72.8214; 7 Year 7: 72.8214; 8 Year 8: 72.8214; 9 Year 9: 72.8214; 10 Year 10: 72.8214; 11 Year 11: 72.8214; 12 Year 12: 72.8214; 13 Year 13: 72.8214; 14 Year 14: 72.8214; 15 Year 15: 72.8214; 16 Year 16: 72.8214; 17 Year 17: 72.8214; 18 Year 18: 72.8214; 19 Year 19: 72.8214; 20 Year 20: 72.8214; 21 Year 21: 72.8214; 22 Year 22: 72.8214; 23 Year 23: 72.8214; 24 Year 24: 72.8214; 25 Year 25: 72.8214; 26 Year 26: 72.8214; 27 Year 27: 72.8214; 28 Year 28: 72.8214; 29 Year 29: 72.8214; 30 Year 30: 72.8214; 81 Year 81: 0; 82 Year 82: 0; 83 Year 83: 0; 84 Year 84: 0; 85 Year 85: 0; 86 Year 86: 0; 87 Year 87: 0; 88 Year 88: 0; 89 Year 89: 0; 90 Year 90: 0; 91 Year 91: 0; 92 Year 92: 0; 93 Year 93: 0; 94 Year 94: 0; 95 Year 95: 0; 96 Year 96: 0; 97 Year 97: 0; 98 Year 98: 0; 99 Year 99: 0; 100 Year 100: 0; 101 Year 101: 0; 102 Year 102: 0; 103 Year 103: 0; 104 Year 104: 0
[19 empty] | Total | Sum of above (excl WAFU) | £000s | 80.1879 | 73.029 | 73.029 | 73.029 | 73.029 | 73.029 | 73.029 | 73.029 | 73.029 | 73.029 | 73.029 | 73.029 | 73.029 | 73.029 | 73.029 | 73.029 | 73.029 | 73.029 | 73.029 | 73.029 | 73.029 | 73.029 | 73.029 | 73.029 | 73.029 | 73.029 | 73.029 | 73.029 | 73.029 | 73.029 | 0 | 0 | 0 | 0 | 0 | 0 | 0 | 0 | 0 | 0 | 0 | 0 | 0 | 0 | 0 | 0 | 0 | 0 | 0 | 0 | 0 | 0 | 0 | 0 | 0 | 0 | 0 | 0 | 0 | 0 | 0 | 0 | 0 | 0 | 0 | 0 | 0 | 0 | 0 | 0 | 0 | 0 | 0 | 0 | 0 | 0 | 0 | 0 | 0 | 0 | 0 | 0 | 0 | 0 | 0 | 0 | 0 | 0 | 0 | 0 | 0 | 0 | 0 | 0 | 0 | 0 | 0 | 0 | 0 | 0 | 0 | 0 | 0 | 0
58.1x | WE016-TY | Hose Trigger Gun (Unsolicited) | Other water efficiency | N | 2020-21 | Capacity | 0.00033797 | 2.3483 | 31.696 | 0 | 0 | 0 | 1386.2104 | 1417.9064 | 1349.7597 | 60380.9689 | 4 | 4 | Gains in WAFU / Savings in demand | Input | Ml/d | 1 Year 1: 0.00033797; 2 Year 2: 0.00033797; 3 Year 3: 0.00033797; 4 Year 4: 0.00033797; 5 Year 5: 0.00033797; 6 Year 6: 0.00033797; 7 Year 7: 0.00033797; 8 Year 8: 0.00033797; 9 Year 9: 0.00033797; 10 Year 10: 0.00033797; 11 Year 11: 0.00033797; 12 Year 12: 0.00033797; 13 Year 13: 0.00033797; 14 Year 14: 0.00033797; 15 Year 15: 0.00033797; 16 Year 16: 0.00033797; 17 Year 17: 0.00033797; 18 Year 18: 0.00033797; 19 Year 19: 0.00033797; 20 Year 20: 0.00033797; 21 Year 21: 0.00033797; 22 Year 22: 0.00033797; 23 Year 23: 0.00033797; 24 Year 24: 0.00033797; 25 Year 25: 0.00033797; 26 Year 26: 0.00033797; 27 Year 27: 0.00033797; 28 Year 28: 0.00033797; 29 Year 29: 0.00033797; 30 Year 30: 0.00033797; 81 Year 81: 0; 82 Year 82: 0; 83 Year 83: 0; 84 Year 84: 0; 85 Year 85: 0; 86 Year 86: 0; 87 Year 87: 0; 88 Year 88: 0; 89 Year 89: 0; 90 Year 90: 0; 91 Year 91: 0; 92 Year 92: 0; 93 Year 93: 0; 94 Year 94: 0; 95 Year 95: 0; 96 Year 96: 0; 97 Year 97: 0; 98 Year 98: 0; 99 Year 99: 0; 100 Year 100: 0; 101 Year 101: 0; 102 Year 102: 0; 103 Year 103: 0; 104 Year 104: 0
[19 empty] | Fixed capex | Input | £000s | 1 Year 1: 20.4222; 2 Year 2: 0; 3 Year 3: 0; 4 Year 4: 0; 5 Year 5: 0; 6 Year 6: 0; 7 Year 7: 0; 8 Year 8: 0; 9 Year 9: 0; 10 Year 10: 0; 11 Year 11: 0; 12 Year 12: 0; 13 Year 13: 0; 14 Year 14: 0; 15 Year 15: 0; 16 Year 16: 0; 17 Year 17: 0; 18 Year 18: 0; 19 Year 19: 0; 20 Year 20: 0; 21 Year 21: 0; 22 Year 22: 0; 23 Year 23: 0; 24 Year 24: 0; 25 Year 25: 0; 26 Year 26: 0; 27 Year 27: 0; 28 Year 28: 0; 29 Year 29: 0; 30 Year 30: 0; 81 Year 81: 0; 82 Year 82: 0; 83 Year 83: 0; 84 Year 84: 0; 85 Year 85: 0; 86 Year 86: 0; 87 Year 87: 0; 88 Year 88: 0; 89 Year 89: 0; 90 Year 90: 0; 91 Year 91: 0; 92 Year 92: 0; 93 Year 93: 0; 94 Year 94: 0; 95 Year 95: 0; 96 Year 96: 0; 97 Year 97: 0; 98 Year 98: 0; 99 Year 99: 0; 100 Year 100: 0; 101 Year 101: 0; 102 Year 102: 0; 103 Year 103: 0; 104 Year 104: 0
[19 empty] | Variable capex | Input | £000s | 1 Year 1: 0; 2 Year 2: 0; 3 Year 3: 0; 4 Year 4: 0; 5 Year 5: 0; 6 Year 6: 0; 7 Year 7: 0; 8 Year 8: 0; 9 Year 9: 0; 10 Year 10: 0; 11 Year 11: 0; 12 Year 12: 0; 13 Year 13: 0; 14 Year 14: 0; 15 Year 15: 0; 16 Year 16: 0; 17 Year 17: 0; 18 Year 18: 0; 19 Year 19: 0; 20 Year 20: 0; 21 Year 21: 0; 22 Year 22: 0; 23 Year 23: 0; 24 Year 24: 0; 25 Year 25: 0; 26 Year 26: 0; 27 Year 27: 0; 28 Year 28: 0; 29 Year 29: 0; 30 Year 30: 0; 81 Year 81: 0; 82 Year 82: 0; 83 Year 83: 0; 84 Year 84: 0; 85 Year 85: 0; 86 Year 86: 0; 87 Year 87: 0; 88 Year 88: 0; 89 Year 89: 0; 90 Year 90: 0; 91 Year 91: 0; 92 Year 92: 0; 93 Year 93: 0; 94 Year 94: 0; 95 Year 95: 0; 96 Year 96: 0; 97 Year 97: 0; 98 Year 98: 0; 99 Year 99: 0; 100 Year 100: 0; 101 Year 101: 0; 102 Year 102: 0; 103 Year 103: 0; 104 Year 104: 0
[19 empty] | Financing costs | Input | £000s | 1 Year 1: 0.59224; 2 Year 2: 0.59224; 3 Year 3: 0.59224; 4 Year 4: 0.59224; 5 Year 5: 0.59224; 6 Year 6: 0.59224; 7 Year 7: 0.59224; 8 Year 8: 0.59224; 9 Year 9: 0.59224; 10 Year 10: 0.59224; 11 Year 11: 0.59224; 12 Year 12: 0.59224; 13 Year 13: 0.59224; 14 Year 14: 0.59224; 15 Year 15: 0.59224; 16 Year 16: 0.59224; 17 Year 17: 0.59224; 18 Year 18: 0.59224; 19 Year 19: 0.59224; 20 Year 20: 0.59224; 21 Year 21: 0.59224; 22 Year 22: 0.59224; 23 Year 23: 0.59224; 24 Year 24: 0.59224; 25 Year 25: 0.59224; 26 Year 26: 0.59224; 27 Year 27: 0.59224; 28 Year 28: 0.59224; 29 Year 29: 0.59224; 30 Year 30: 0.59224
[19 empty] | Fixed opex | Input | £000s | 1 Year 1: 0; 2 Year 2: 0; 3 Year 3: 0; 4 Year 4: 0; 5 Year 5: 0; 6 Year 6: 0; 7 Year 7: 0; 8 Year 8: 0; 9 Year 9: 0; 10 Year 10: 0; 11 Year 11: 0; 12 Year 12: 0; 13 Year 13: 0; 14 Year 14: 0; 15 Year 15: 0; 16 Year 16: 0; 17 Year 17: 0; 18 Year 18: 0; 19 Year 19: 0; 20 Year 20: 0; 21 Year 21: 0; 22 Year 22: 0; 23 Year 23: 0; 24 Year 24: 0; 25 Year 25: 0; 26 Year 26: 0; 27 Year 27: 0; 28 Year 28: 0; 29 Year 29: 0; 30 Year 30: 0; 81 Year 81: 0; 82 Year 82: 0; 83 Year 83: 0; 84 Year 84: 0; 85 Year 85: 0; 86 Year 86: 0; 87 Year 87: 0; 88 Year 88: 0; 89 Year 89: 0; 90 Year 90: 0; 91 Year 91: 0; 92 Year 92: 0; 93 Year 93: 0; 94 Year 94: 0; 95 Year 95: 0; 96 Year 96: 0; 97 Year 97: 0; 98 Year 98: 0; 99 Year 99: 0; 100 Year 100: 0; 101 Year 101: 0; 102 Year 102: 0; 103 Year 103: 0; 104 Year 104: 0
[19 empty] | Variable opex | Input | £000s | 1 Year 1: 0; 2 Year 2: 0; 3 Year 3: 0; 4 Year 4: 0; 5 Year 5: 0; 6 Year 6: 0; 7 Year 7: 0; 8 Year 8: 0; 9 Year 9: 0; 10 Year 10: 0; 11 Year 11: 0; 12 Year 12: 0; 13 Year 13: 0; 14 Year 14: 0; 15 Year 15: 0; 16 Year 16: 0; 17 Year 17: 0; 18 Year 18: 0; 19 Year 19: 0; 20 Year 20: 0; 21 Year 21: 0; 22 Year 22: 0; 23 Year 23: 0; 24 Year 24: 0; 25 Year 25: 0; 26 Year 26: 0; 27 Year 27: 0; 28 Year 28: 0; 29 Year 29: 0; 30 Year 30: 0; 81 Year 81: 0; 82 Year 82: 0; 83 Year 83: 0; 84 Year 84: 0; 85 Year 85: 0; 86 Year 86: 0; 87 Year 87: 0; 88 Year 88: 0; 89 Year 89: 0; 90 Year 90: 0; 91 Year 91: 0; 92 Year 92: 0; 93 Year 93: 0; 94 Year 94: 0; 95 Year 95: 0; 96 Year 96: 0; 97 Year 97: 0; 98 Year 98: 0; 99 Year 99: 0; 100 Year 100: 0; 101 Year 101: 0; 102 Year 102: 0; 103 Year 103: 0; 104 Year 104: 0
[19 empty] | Opex savings | Input | £000s | 1 Year 1: 0; 2 Year 2: 0; 3 Year 3: 0; 4 Year 4: 0; 5 Year 5: 0; 6 Year 6: 0; 7 Year 7: 0; 8 Year 8: 0; 9 Year 9: 0; 10 Year 10: 0; 11 Year 11: 0; 12 Year 12: 0; 13 Year 13: 0; 14 Year 14: 0; 15 Year 15: 0; 16 Year 16: 0; 17 Year 17: 0; 18 Year 18: 0; 19 Year 19: 0; 20 Year 20: 0; 21 Year 21: 0; 22 Year 22: 0; 23 Year 23: 0; 24 Year 24: 0; 25 Year 25: 0; 26 Year 26: 0; 27 Year 27: 0; 28 Year 28: 0; 29 Year 29: 0; 30 Year 30: 0; 81 Year 81: 0; 82 Year 82: 0; 83 Year 83: 0; 84 Year 84: 0; 85 Year 85: 0; 86 Year 86: 0; 87 Year 87: 0; 88 Year 88: 0; 89 Year 89: 0; 90 Year 90: 0; 91 Year 91: 0; 92 Year 92: 0; 93 Year 93: 0; 94 Year 94: 0; 95 Year 95: 0; 96 Year 96: 0; 97 Year 97: 0; 98 Year 98: 0; 99 Year 99: 0; 100 Year 100: 0; 101 Year 101: 0; 102 Year 102: 0; 103 Year 103: 0; 104 Year 104: 0
[19 empty] | Fixed env & social | Input | £000s | 1 Year 1: 0; 2 Year 2: 0; 3 Year 3: 0; 4 Year 4: 0; 5 Year 5: 0; 6 Year 6: 0; 7 Year 7: 0; 8 Year 8: 0; 9 Year 9: 0; 10 Year 10: 0; 11 Year 11: 0; 12 Year 12: 0; 13 Year 13: 0; 14 Year 14: 0; 15 Year 15: 0; 16 Year 16: 0; 17 Year 17: 0; 18 Year 18: 0; 19 Year 19: 0; 20 Year 20: 0; 21 Year 21: 0; 22 Year 22: 0; 23 Year 23: 0; 24 Year 24: 0; 25 Year 25: 0; 26 Year 26: 0; 27 Year 27: 0; 28 Year 28: 0; 29 Year 29: 0; 30 Year 30: 0; 81 Year 81: 0; 82 Year 82: 0; 83 Year 83: 0; 84 Year 84: 0; 85 Year 85: 0; 86 Year 86: 0; 87 Year 87: 0; 88 Year 88: 0; 89 Year 89: 0; 90 Year 90: 0; 91 Year 91: 0; 92 Year 92: 0; 93 Year 93: 0; 94 Year 94: 0; 95 Year 95: 0; 96 Year 96: 0; 97 Year 97: 0; 98 Year 98: 0; 99 Year 99: 0; 100 Year 100: 0; 101 Year 101: 0; 102 Year 102: 0; 103 Year 103: 0; 104 Year 104: 0
[19 empty] | Variable env & social | Input | £000s | 1 Year 1: 0; 2 Year 2: 0; 3 Year 3: 0; 4 Year 4: 0; 5 Year 5: 0; 6 Year 6: 0; 7 Year 7: 0; 8 Year 8: 0; 9 Year 9: 0; 10 Year 10: 0; 11 Year 11: 0; 12 Year 12: 0; 13 Year 13: 0; 14 Year 14: 0; 15 Year 15: 0; 16 Year 16: 0; 17 Year 17: 0; 18 Year 18: 0; 19 Year 19: 0; 20 Year 20: 0; 21 Year 21: 0; 22 Year 22: 0; 23 Year 23: 0; 24 Year 24: 0; 25 Year 25: 0; 26 Year 26: 0; 27 Year 27: 0; 28 Year 28: 0; 29 Year 29: 0; 30 Year 30: 0; 81 Year 81: 0; 82 Year 82: 0; 83 Year 83: 0; 84 Year 84: 0; 85 Year 85: 0; 86 Year 86: 0; 87 Year 87: 0; 88 Year 88: 0; 89 Year 89: 0; 90 Year 90: 0; 91 Year 91: 0; 92 Year 92: 0; 93 Year 93: 0; 94 Year 94: 0; 95 Year 95: 0; 96 Year 96: 0; 97 Year 97: 0; 98 Year 98: 0; 99 Year 99: 0; 100 Year 100: 0; 101 Year 101: 0; 102 Year 102: 0; 103 Year 103: 0; 104 Year 104: 0
[19 empty] | Fixed carbon costs | Input | £000s | 1 Year 1: 0; 2 Year 2: 0; 3 Year 3: 0; 4 Year 4: 0; 5 Year 5: 0; 6 Year 6: 0; 7 Year 7: 0; 8 Year 8: 0; 9 Year 9: 0; 10 Year 10: 0; 11 Year 11: 0; 12 Year 12: 0; 13 Year 13: 0; 14 Year 14: 0; 15 Year 15: 0; 16 Year 16: 0; 17 Year 17: 0; 18 Year 18: 0; 19 Year 19: 0; 20 Year 20: 0; 21 Year 21: 0; 22 Year 22: 0; 23 Year 23: 0; 24 Year 24: 0; 25 Year 25: 0; 26 Year 26: 0; 27 Year 27: 0; 28 Year 28: 0; 29 Year 29: 0; 30 Year 30: 0; 81 Year 81: 0; 82 Year 82: 0; 83 Year 83: 0; 84 Year 84: 0; 85 Year 85: 0; 86 Year 86: 0; 87 Year 87: 0; 88 Year 88: 0; 89 Year 89: 0; 90 Year 90: 0; 91 Year 91: 0; 92 Year 92: 0; 93 Year 93: 0; 94 Year 94: 0; 95 Year 95: 0; 96 Year 96: 0; 97 Year 97: 0; 98 Year 98: 0; 99 Year 99: 0; 100 Year 100: 0; 101 Year 101: 0; 102 Year 102: 0; 103 Year 103: 0; 104 Year 104: 0
[19 empty] | Variable carbon costs | Input | £000s | 1 Year 1: 0; 2 Year 2: 0; 3 Year 3: 0; 4 Year 4: 0; 5 Year 5: 0; 6 Year 6: 0; 7 Year 7: 0; 8 Year 8: 0; 9 Year 9: 0; 10 Year 10: 0; 11 Year 11: 0; 12 Year 12: 0; 13 Year 13: 0; 14 Year 14: 0; 15 Year 15: 0; 16 Year 16: 0; 17 Year 17: 0; 18 Year 18: 0; 19 Year 19: 0; 20 Year 20: 0; 21 Year 21: 0; 22 Year 22: 0; 23 Year 23: 0; 24 Year 24: 0; 25 Year 25: 0; 26 Year 26: 0; 27 Year 27: 0; 28 Year 28: 0; 29 Year 29: 0; 30 Year 30: 0; 81 Year 81: 0; 82 Year 82: 0; 83 Year 83: 0; 84 Year 84: 0; 85 Year 85: 0; 86 Year 86: 0; 87 Year 87: 0; 88 Year 88: 0; 89 Year 89: 0; 90 Year 90: 0; 91 Year 91: 0; 92 Year 92: 0; 93 Year 93: 0; 94 Year 94: 0; 95 Year 95: 0; 96 Year 96: 0; 97 Year 97: 0; 98 Year 98: 0; 99 Year 99: 0; 100 Year 100: 0; 101 Year 101: 0; 102 Year 102: 0; 103 Year 103: 0; 104 Year 104: 0
[19 empty] | Customer willingness to pay | Input | £000s | 1 Year 1: 72.8214; 2 Year 2: 72.8214; 3 Year 3: 72.8214; 4 Year 4: 72.8214; 5 Year 5: 72.8214; 6 Year 6: 72.8214; 7 Year 7: 72.8214; 8 Year 8: 72.8214; 9 Year 9: 72.8214; 10 Year 10: 72.8214; 11 Year 11: 72.8214; 12 Year 12: 72.8214; 13 Year 13: 72.8214; 14 Year 14: 72.8214; 15 Year 15: 72.8214; 16 Year 16: 72.8214; 17 Year 17: 72.8214; 18 Year 18: 72.8214; 19 Year 19: 72.8214; 20 Year 20: 72.8214; 21 Year 21: 72.8214; 22 Year 22: 72.8214; 23 Year 23: 72.8214; 24 Year 24: 72.8214; 25 Year 25: 72.8214; 26 Year 26: 72.8214; 27 Year 27: 72.8214; 28 Year 28: 72.8214; 29 Year 29: 72.8214; 30 Year 30: 72.8214; 81 Year 81: 0; 82 Year 82: 0; 83 Year 83: 0; 84 Year 84: 0; 85 Year 85: 0; 86 Year 86: 0; 87 Year 87: 0; 88 Year 88: 0; 89 Year 89: 0; 90 Year 90: 0; 91 Year 91: 0; 92 Year 92: 0; 93 Year 93: 0; 94 Year 94: 0; 95 Year 95: 0; 96 Year 96: 0; 97 Year 97: 0; 98 Year 98: 0; 99 Year 99: 0; 100 Year 100: 0; 101 Year 101: 0; 102 Year 102: 0; 103 Year 103: 0; 104 Year 104: 0
[19 empty] | Total | Sum of above (excl WAFU) | £000s | 93.8358 | 73.4136 | 73.4136 | 73.4136 | 73.4136 | 73.4136 | 73.4136 | 73.4136 | 73.4136 | 73.4136 | 73.4136 | 73.4136 | 73.4136 | 73.4136 | 73.4136 | 73.4136 | 73.4136 | 73.4136 | 73.4136 | 73.4136 | 73.4136 | 73.4136 | 73.4136 | 73.4136 | 73.4136 | 73.4136 | 73.4136 | 73.4136 | 73.4136 | 73.4136 | 0 | 0 | 0 | 0 | 0 | 0 | 0 | 0 | 0 | 0 | 0 | 0 | 0 | 0 | 0 | 0 | 0 | 0 | 0 | 0 | 0 | 0 | 0 | 0 | 0 | 0 | 0 | 0 | 0 | 0 | 0 | 0 | 0 | 0 | 0 | 0 | 0 | 0 | 0 | 0 | 0 | 0 | 0 | 0 | 0 | 0 | 0 | 0 | 0 | 0 | 0 | 0 | 0 | 0 | 0 | 0 | 0 | 0 | 0 | 0 | 0 | 0 | 0 | 0 | 0 | 0 | 0 | 0 | 0 | 0 | 0 | 0 | 0 | 0
58.1x | WE015-TY | Hose Trigger Gun (Solicited) | Other water efficiency | N | 2020-21 | Capacity | 0.00033797 | 2.3483 | 12.2151 | 0 | 0 | 0 | 1386.2104 | 1398.4256 | 520.1761 | 59551.3853 | 4 | 4 | Gains in WAFU / Savings in demand | Input | Ml/d | 1 Year 1: 0.00033797; 2 Year 2: 0.00033797; 3 Year 3: 0.00033797; 4 Year 4: 0.00033797; 5 Year 5: 0.00033797; 6 Year 6: 0.00033797; 7 Year 7: 0.00033797; 8 Year 8: 0.00033797; 9 Year 9: 0.00033797; 10 Year 10: 0.00033797; 11 Year 11: 0.00033797; 12 Year 12: 0.00033797; 13 Year 13: 0.00033797; 14 Year 14: 0.00033797; 15 Year 15: 0.00033797; 16 Year 16: 0.00033797; 17 Year 17: 0.00033797; 18 Year 18: 0.00033797; 19 Year 19: 0.00033797; 20 Year 20: 0.00033797; 21 Year 21: 0.00033797; 22 Year 22: 0.00033797; 23 Year 23: 0.00033797; 24 Year 24: 0.00033797; 25 Year 25: 0.00033797; 26 Year 26: 0.00033797; 27 Year 27: 0.00033797; 28 Year 28: 0.00033797; 29 Year 29: 0.00033797; 30 Year 30: 0.00033797; 81 Year 81: 0; 82 Year 82: 0; 83 Year 83: 0; 84 Year 84: 0; 85 Year 85: 0; 86 Year 86: 0; 87 Year 87: 0; 88 Year 88: 0; 89 Year 89: 0; 90 Year 90: 0; 91 Year 91: 0; 92 Year 92: 0; 93 Year 93: 0; 94 Year 94: 0; 95 Year 95: 0; 96 Year 96: 0; 97 Year 97: 0; 98 Year 98: 0; 99 Year 99: 0; 100 Year 100: 0; 101 Year 101: 0; 102 Year 102: 0; 103 Year 103: 0; 104 Year 104: 0
[19 empty] | Fixed capex | Input | £000s | 1 Year 1: 7.8704; 2 Year 2: 0; 3 Year 3: 0; 4 Year 4: 0; 5 Year 5: 0; 6 Year 6: 0; 7 Year 7: 0; 8 Year 8: 0; 9 Year 9: 0; 10 Year 10: 0; 11 Year 11: 0; 12 Year 12: 0; 13 Year 13: 0; 14 Year 14: 0; 15 Year 15: 0; 16 Year 16: 0; 17 Year 17: 0; 18 Year 18: 0; 19 Year 19: 0; 20 Year 20: 0; 21 Year 21: 0; 22 Year 22: 0; 23 Year 23: 0; 24 Year 24: 0; 25 Year 25: 0; 26 Year 26: 0; 27 Year 27: 0; 28 Year 28: 0; 29 Year 29: 0; 30 Year 30: 0; 81 Year 81: 0; 82 Year 82: 0; 83 Year 83: 0; 84 Year 84: 0; 85 Year 85: 0; 86 Year 86: 0; 87 Year 87: 0; 88 Year 88: 0; 89 Year 89: 0; 90 Year 90: 0; 91 Year 91: 0; 92 Year 92: 0; 93 Year 93: 0; 94 Year 94: 0; 95 Year 95: 0; 96 Year 96: 0; 97 Year 97: 0; 98 Year 98: 0; 99 Year 99: 0; 100 Year 100: 0; 101 Year 101: 0; 102 Year 102: 0; 103 Year 103: 0; 104 Year 104: 0
[19 empty] | Variable capex | Input | £000s | 1 Year 1: 0; 2 Year 2: 0; 3 Year 3: 0; 4 Year 4: 0; 5 Year 5: 0; 6 Year 6: 0; 7 Year 7: 0; 8 Year 8: 0; 9 Year 9: 0; 10 Year 10: 0; 11 Year 11: 0; 12 Year 12: 0; 13 Year 13: 0; 14 Year 14: 0; 15 Year 15: 0; 16 Year 16: 0; 17 Year 17: 0; 18 Year 18: 0; 19 Year 19: 0; 20 Year 20: 0; 21 Year 21: 0; 22 Year 22: 0; 23 Year 23: 0; 24 Year 24: 0; 25 Year 25: 0; 26 Year 26: 0; 27 Year 27: 0; 28 Year 28: 0; 29 Year 29: 0; 30 Year 30: 0; 81 Year 81: 0; 82 Year 82: 0; 83 Year 83: 0; 84 Year 84: 0; 85 Year 85: 0; 86 Year 86: 0; 87 Year 87: 0; 88 Year 88: 0; 89 Year 89: 0; 90 Year 90: 0; 91 Year 91: 0; 92 Year 92: 0; 93 Year 93: 0; 94 Year 94: 0; 95 Year 95: 0; 96 Year 96: 0; 97 Year 97: 0; 98 Year 98: 0; 99 Year 99: 0; 100 Year 100: 0; 101 Year 101: 0; 102 Year 102: 0; 103 Year 103: 0; 104 Year 104: 0
[19 empty] | Financing costs | Input | £000s | 1 Year 1: 0.22824; 2 Year 2: 0.22824; 3 Year 3: 0.22824; 4 Year 4: 0.22824; 5 Year 5: 0.22824; 6 Year 6: 0.22824; 7 Year 7: 0.22824; 8 Year 8: 0.22824; 9 Year 9: 0.22824; 10 Year 10: 0.22824; 11 Year 11: 0.22824; 12 Year 12: 0.22824; 13 Year 13: 0.22824; 14 Year 14: 0.22824; 15 Year 15: 0.22824; 16 Year 16: 0.22824; 17 Year 17: 0.22824; 18 Year 18: 0.22824; 19 Year 19: 0.22824; 20 Year 20: 0.22824; 21 Year 21: 0.22824; 22 Year 22: 0.22824; 23 Year 23: 0.22824; 24 Year 24: 0.22824; 25 Year 25: 0.22824; 26 Year 26: 0.22824; 27 Year 27: 0.22824; 28 Year 28: 0.22824; 29 Year 29: 0.22824; 30 Year 30: 0.22824
[19 empty] | Fixed opex | Input | £000s | 1 Year 1: 0; 2 Year 2: 0; 3 Year 3: 0; 4 Year 4: 0; 5 Year 5: 0; 6 Year 6: 0; 7 Year 7: 0; 8 Year 8: 0; 9 Year 9: 0; 10 Year 10: 0; 11 Year 11: 0; 12 Year 12: 0; 13 Year 13: 0; 14 Year 14: 0; 15 Year 15: 0; 16 Year 16: 0; 17 Year 17: 0; 18 Year 18: 0; 19 Year 19: 0; 20 Year 20: 0; 21 Year 21: 0; 22 Year 22: 0; 23 Year 23: 0; 24 Year 24: 0; 25 Year 25: 0; 26 Year 26: 0; 27 Year 27: 0; 28 Year 28: 0; 29 Year 29: 0; 30 Year 30: 0; 81 Year 81: 0; 82 Year 82: 0; 83 Year 83: 0; 84 Year 84: 0; 85 Year 85: 0; 86 Year 86: 0; 87 Year 87: 0; 88 Year 88: 0; 89 Year 89: 0; 90 Year 90: 0; 91 Year 91: 0; 92 Year 92: 0; 93 Year 93: 0; 94 Year 94: 0; 95 Year 95: 0; 96 Year 96: 0; 97 Year 97: 0; 98 Year 98: 0; 99 Year 99: 0; 100 Year 100: 0; 101 Year 101: 0; 102 Year 102: 0; 103 Year 103: 0; 104 Year 104: 0
[19 empty] | Variable opex | Input | £000s | 1 Year 1: 0; 2 Year 2: 0; 3 Year 3: 0; 4 Year 4: 0; 5 Year 5: 0; 6 Year 6: 0; 7 Year 7: 0; 8 Year 8: 0; 9 Year 9: 0; 10 Year 10: 0; 11 Year 11: 0; 12 Year 12: 0; 13 Year 13: 0; 14 Year 14: 0; 15 Year 15: 0; 16 Year 16: 0; 17 Year 17: 0; 18 Year 18: 0; 19 Year 19: 0; 20 Year 20: 0; 21 Year 21: 0; 22 Year 22: 0; 23 Year 23: 0; 24 Year 24: 0; 25 Year 25: 0; 26 Year 26: 0; 27 Year 27: 0; 28 Year 28: 0; 29 Year 29: 0; 30 Year 30: 0; 81 Year 81: 0; 82 Year 82: 0; 83 Year 83: 0; 84 Year 84: 0; 85 Year 85: 0; 86 Year 86: 0; 87 Year 87: 0; 88 Year 88: 0; 89 Year 89: 0; 90 Year 90: 0; 91 Year 91: 0; 92 Year 92: 0; 93 Year 93: 0; 94 Year 94: 0; 95 Year 95: 0; 96 Year 96: 0; 97 Year 97: 0; 98 Year 98: 0; 99 Year 99: 0; 100 Year 100: 0; 101 Year 101: 0; 102 Year 102: 0; 103 Year 103: 0; 104 Year 104: 0
[19 empty] | Opex savings | Input | £000s | 1 Year 1: 0; 2 Year 2: 0; 3 Year 3: 0; 4 Year 4: 0; 5 Year 5: 0; 6 Year 6: 0; 7 Year 7: 0; 8 Year 8: 0; 9 Year 9: 0; 10 Year 10: 0; 11 Year 11: 0; 12 Year 12: 0; 13 Year 13: 0; 14 Year 14: 0; 15 Year 15: 0; 16 Year 16: 0; 17 Year 17: 0; 18 Year 18: 0; 19 Year 19: 0; 20 Year 20: 0; 21 Year 21: 0; 22 Year 22: 0; 23 Year 23: 0; 24 Year 24: 0; 25 Year 25: 0; 26 Year 26: 0; 27 Year 27: 0; 28 Year 28: 0; 29 Year 29: 0; 30 Year 30: 0; 81 Year 81: 0; 82 Year 82: 0; 83 Year 83: 0; 84 Year 84: 0; 85 Year 85: 0; 86 Year 86: 0; 87 Year 87: 0; 88 Year 88: 0; 89 Year 89: 0; 90 Year 90: 0; 91 Year 91: 0; 92 Year 92: 0; 93 Year 93: 0; 94 Year 94: 0; 95 Year 95: 0; 96 Year 96: 0; 97 Year 97: 0; 98 Year 98: 0; 99 Year 99: 0; 100 Year 100: 0; 101 Year 101: 0; 102 Year 102: 0; 103 Year 103: 0; 104 Year 104: 0
[19 empty] | Fixed env & social | Input | £000s | 1 Year 1: 0; 2 Year 2: 0; 3 Year 3: 0; 4 Year 4: 0; 5 Year 5: 0; 6 Year 6: 0; 7 Year 7: 0; 8 Year 8: 0; 9 Year 9: 0; 10 Year 10: 0; 11 Year 11: 0; 12 Year 12: 0; 13 Year 13: 0; 14 Year 14: 0; 15 Year 15: 0; 16 Year 16: 0; 17 Year 17: 0; 18 Year 18: 0; 19 Year 19: 0; 20 Year 20: 0; 21 Year 21: 0; 22 Year 22: 0; 23 Year 23: 0; 24 Year 24: 0; 25 Year 25: 0; 26 Year 26: 0; 27 Year 27: 0; 28 Year 28: 0; 29 Year 29: 0; 30 Year 30: 0; 81 Year 81: 0; 82 Year 82: 0; 83 Year 83: 0; 84 Year 84: 0; 85 Year 85: 0; 86 Year 86: 0; 87 Year 87: 0; 88 Year 88: 0; 89 Year 89: 0; 90 Year 90: 0; 91 Year 91: 0; 92 Year 92: 0; 93 Year 93: 0; 94 Year 94: 0; 95 Year 95: 0; 96 Year 96: 0; 97 Year 97: 0; 98 Year 98: 0; 99 Year 99: 0; 100 Year 100: 0; 101 Year 101: 0; 102 Year 102: 0; 103 Year 103: 0; 104 Year 104: 0
[19 empty] | Variable env & social | Input | £000s | 1 Year 1: 0; 2 Year 2: 0; 3 Year 3: 0; 4 Year 4: 0; 5 Year 5: 0; 6 Year 6: 0; 7 Year 7: 0; 8 Year 8: 0; 9 Year 9: 0; 10 Year 10: 0; 11 Year 11: 0; 12 Year 12: 0; 13 Year 13: 0; 14 Year 14: 0; 15 Year 15: 0; 16 Year 16: 0; 17 Year 17: 0; 18 Year 18: 0; 19 Year 19: 0; 20 Year 20: 0; 21 Year 21: 0; 22 Year 22: 0; 23 Year 23: 0; 24 Year 24: 0; 25 Year 25: 0; 26 Year 26: 0; 27 Year 27: 0; 28 Year 28: 0; 29 Year 29: 0; 30 Year 30: 0; 81 Year 81: 0; 82 Year 82: 0; 83 Year 83: 0; 84 Year 84: 0; 85 Year 85: 0; 86 Year 86: 0; 87 Year 87: 0; 88 Year 88: 0; 89 Year 89: 0; 90 Year 90: 0; 91 Year 91: 0; 92 Year 92: 0; 93 Year 93: 0; 94 Year 94: 0; 95 Year 95: 0; 96 Year 96: 0; 97 Year 97: 0; 98 Year 98: 0; 99 Year 99: 0; 100 Year 100: 0; 101 Year 101: 0; 102 Year 102: 0; 103 Year 103: 0; 104 Year 104: 0
[19 empty] | Fixed carbon costs | Input | £000s | 1 Year 1: 0; 2 Year 2: 0; 3 Year 3: 0; 4 Year 4: 0; 5 Year 5: 0; 6 Year 6: 0; 7 Year 7: 0; 8 Year 8: 0; 9 Year 9: 0; 10 Year 10: 0; 11 Year 11: 0; 12 Year 12: 0; 13 Year 13: 0; 14 Year 14: 0; 15 Year 15: 0; 16 Year 16: 0; 17 Year 17: 0; 18 Year 18: 0; 19 Year 19: 0; 20 Year 20: 0; 21 Year 21: 0; 22 Year 22: 0; 23 Year 23: 0; 24 Year 24: 0; 25 Year 25: 0; 26 Year 26: 0; 27 Year 27: 0; 28 Year 28: 0; 29 Year 29: 0; 30 Year 30: 0; 81 Year 81: 0; 82 Year 82: 0; 83 Year 83: 0; 84 Year 84: 0; 85 Year 85: 0; 86 Year 86: 0; 87 Year 87: 0; 88 Year 88: 0; 89 Year 89: 0; 90 Year 90: 0; 91 Year 91: 0; 92 Year 92: 0; 93 Year 93: 0; 94 Year 94: 0; 95 Year 95: 0; 96 Year 96: 0; 97 Year 97: 0; 98 Year 98: 0; 99 Year 99: 0; 100 Year 100: 0; 101 Year 101: 0; 102 Year 102: 0; 103 Year 103: 0; 104 Year 104: 0
[19 empty] | Variable carbon costs | Input | £000s | 1 Year 1: 0; 2 Year 2: 0; 3 Year 3: 0; 4 Year 4: 0; 5 Year 5: 0; 6 Year 6: 0; 7 Year 7: 0; 8 Year 8: 0; 9 Year 9: 0; 10 Year 10: 0; 11 Year 11: 0; 12 Year 12: 0; 13 Year 13: 0; 14 Year 14: 0; 15 Year 15: 0; 16 Year 16: 0; 17 Year 17: 0; 18 Year 18: 0; 19 Year 19: 0; 20 Year 20: 0; 21 Year 21: 0; 22 Year 22: 0; 23 Year 23: 0; 24 Year 24: 0; 25 Year 25: 0; 26 Year 26: 0; 27 Year 27: 0; 28 Year 28: 0; 29 Year 29: 0; 30 Year 30: 0; 81 Year 81: 0; 82 Year 82: 0; 83 Year 83: 0; 84 Year 84: 0; 85 Year 85: 0; 86 Year 86: 0; 87 Year 87: 0; 88 Year 88: 0; 89 Year 89: 0; 90 Year 90: 0; 91 Year 91: 0; 92 Year 92: 0; 93 Year 93: 0; 94 Year 94: 0; 95 Year 95: 0; 96 Year 96: 0; 97 Year 97: 0; 98 Year 98: 0; 99 Year 99: 0; 100 Year 100: 0; 101 Year 101: 0; 102 Year 102: 0; 103 Year 103: 0; 104 Year 104: 0
[19 empty] | Customer willingness to pay | Input | £000s | 1 Year 1: 72.8214; 2 Year 2: 72.8214; 3 Year 3: 72.8214; 4 Year 4: 72.8214; 5 Year 5: 72.8214; 6 Year 6: 72.8214; 7 Year 7: 72.8214; 8 Year 8: 72.8214; 9 Year 9: 72.8214; 10 Year 10: 72.8214; 11 Year 11: 72.8214; 12 Year 12: 72.8214; 13 Year 13: 72.8214; 14 Year 14: 72.8214; 15 Year 15: 72.8214; 16 Year 16: 72.8214; 17 Year 17: 72.8214; 18 Year 18: 72.8214; 19 Year 19: 72.8214; 20 Year 20: 72.8214; 21 Year 21: 72.8214; 22 Year 22: 72.8214; 23 Year 23: 72.8214; 24 Year 24: 72.8214; 25 Year 25: 72.8214; 26 Year 26: 72.8214; 27 Year 27: 72.8214; 28 Year 28: 72.8214; 29 Year 29: 72.8214; 30 Year 30: 72.8214; 81 Year 81: 0; 82 Year 82: 0; 83 Year 83: 0; 84 Year 84: 0; 85 Year 85: 0; 86 Year 86: 0; 87 Year 87: 0; 88 Year 88: 0; 89 Year 89: 0; 90 Year 90: 0; 91 Year 91: 0; 92 Year 92: 0; 93 Year 93: 0; 94 Year 94: 0; 95 Year 95: 0; 96 Year 96: 0; 97 Year 97: 0; 98 Year 98: 0; 99 Year 99: 0; 100 Year 100: 0; 101 Year 101: 0; 102 Year 102: 0; 103 Year 103: 0; 104 Year 104: 0
[19 empty] | Total | Sum of above (excl WAFU) | £000s | 80.92 | 73.0496 | 73.0496 | 73.0496 | 73.0496 | 73.0496 | 73.0496 | 73.0496 | 73.0496 | 73.0496 | 73.0496 | 73.0496 | 73.0496 | 73.0496 | 73.0496 | 73.0496 | 73.0496 | 73.0496 | 73.0496 | 73.0496 | 73.0496 | 73.0496 | 73.0496 | 73.0496 | 73.0496 | 73.0496 | 73.0496 | 73.0496 | 73.0496 | 73.0496 | 0 | 0 | 0 | 0 | 0 | 0 | 0 | 0 | 0 | 0 | 0 | 0 | 0 | 0 | 0 | 0 | 0 | 0 | 0 | 0 | 0 | 0 | 0 | 0 | 0 | 0 | 0 | 0 | 0 | 0 | 0 | 0 | 0 | 0 | 0 | 0 | 0 | 0 | 0 | 0 | 0 | 0 | 0 | 0 | 0 | 0 | 0 | 0 | 0 | 0 | 0 | 0 | 0 | 0 | 0 | 0 | 0 | 0 | 0 | 0 | 0 | 0 | 0 | 0 | 0 | 0 | 0 | 0 | 0 | 0 | 0 | 0 | 0 | 0
58.1x | WE014-TY | Shower Timers (Unsolicited) | Other water efficiency | N | 2020-21 | Capacity | 0.00084494 | 5.8707 | 11.1892 | 0 | 0 | 0 | 1386.2104 | 1397.3996 | 190.5951 | 23803.0788 | 4 | 4 | Gains in WAFU / Savings in demand | Input | Ml/d | 1 Year 1: 0.00084494; 2 Year 2: 0.00084494; 3 Year 3: 0.00084494; 4 Year 4: 0.00084494; 5 Year 5: 0.00084494; 6 Year 6: 0.00084494; 7 Year 7: 0.00084494; 8 Year 8: 0.00084494; 9 Year 9: 0.00084494; 10 Year 10: 0.00084494; 11 Year 11: 0.00084494; 12 Year 12: 0.00084494; 13 Year 13: 0.00084494; 14 Year 14: 0.00084494; 15 Year 15: 0.00084494; 16 Year 16: 0.00084494; 17 Year 17: 0.00084494; 18 Year 18: 0.00084494; 19 Year 19: 0.00084494; 20 Year 20: 0.00084494; 21 Year 21: 0.00084494; 22 Year 22: 0.00084494; 23 Year 23: 0.00084494; 24 Year 24: 0.00084494; 25 Year 25: 0.00084494; 26 Year 26: 0.00084494; 27 Year 27: 0.00084494; 28 Year 28: 0.00084494; 29 Year 29: 0.00084494; 30 Year 30: 0.00084494; 81 Year 81: 0; 82 Year 82: 0; 83 Year 83: 0; 84 Year 84: 0; 85 Year 85: 0; 86 Year 86: 0; 87 Year 87: 0; 88 Year 88: 0; 89 Year 89: 0; 90 Year 90: 0; 91 Year 91: 0; 92 Year 92: 0; 93 Year 93: 0; 94 Year 94: 0; 95 Year 95: 0; 96 Year 96: 0; 97 Year 97: 0; 98 Year 98: 0; 99 Year 99: 0; 100 Year 100: 0; 101 Year 101: 0; 102 Year 102: 0; 103 Year 103: 0; 104 Year 104: 0
[19 empty] | Fixed capex | Input | £000s | 1 Year 1: 7.2094; 2 Year 2: 0; 3 Year 3: 0; 4 Year 4: 0; 5 Year 5: 0; 6 Year 6: 0; 7 Year 7: 0; 8 Year 8: 0; 9 Year 9: 0; 10 Year 10: 0; 11 Year 11: 0; 12 Year 12: 0; 13 Year 13: 0; 14 Year 14: 0; 15 Year 15: 0; 16 Year 16: 0; 17 Year 17: 0; 18 Year 18: 0; 19 Year 19: 0; 20 Year 20: 0; 21 Year 21: 0; 22 Year 22: 0; 23 Year 23: 0; 24 Year 24: 0; 25 Year 25: 0; 26 Year 26: 0; 27 Year 27: 0; 28 Year 28: 0; 29 Year 29: 0; 30 Year 30: 0; 81 Year 81: 0; 82 Year 82: 0; 83 Year 83: 0; 84 Year 84: 0; 85 Year 85: 0; 86 Year 86: 0; 87 Year 87: 0; 88 Year 88: 0; 89 Year 89: 0; 90 Year 90: 0; 91 Year 91: 0; 92 Year 92: 0; 93 Year 93: 0; 94 Year 94: 0; 95 Year 95: 0; 96 Year 96: 0; 97 Year 97: 0; 98 Year 98: 0; 99 Year 99: 0; 100 Year 100: 0; 101 Year 101: 0; 102 Year 102: 0; 103 Year 103: 0; 104 Year 104: 0
[19 empty] | Variable capex | Input | £000s | 1 Year 1: 0; 2 Year 2: 0; 3 Year 3: 0; 4 Year 4: 0; 5 Year 5: 0; 6 Year 6: 0; 7 Year 7: 0; 8 Year 8: 0; 9 Year 9: 0; 10 Year 10: 0; 11 Year 11: 0; 12 Year 12: 0; 13 Year 13: 0; 14 Year 14: 0; 15 Year 15: 0; 16 Year 16: 0; 17 Year 17: 0; 18 Year 18: 0; 19 Year 19: 0; 20 Year 20: 0; 21 Year 21: 0; 22 Year 22: 0; 23 Year 23: 0; 24 Year 24: 0; 25 Year 25: 0; 26 Year 26: 0; 27 Year 27: 0; 28 Year 28: 0; 29 Year 29: 0; 30 Year 30: 0; 81 Year 81: 0; 82 Year 82: 0; 83 Year 83: 0; 84 Year 84: 0; 85 Year 85: 0; 86 Year 86: 0; 87 Year 87: 0; 88 Year 88: 0; 89 Year 89: 0; 90 Year 90: 0; 91 Year 91: 0; 92 Year 92: 0; 93 Year 93: 0; 94 Year 94: 0; 95 Year 95: 0; 96 Year 96: 0; 97 Year 97: 0; 98 Year 98: 0; 99 Year 99: 0; 100 Year 100: 0; 101 Year 101: 0; 102 Year 102: 0; 103 Year 103: 0; 104 Year 104: 0
[19 empty] | Financing costs | Input | £000s | 1 Year 1: 0.20907; 2 Year 2: 0.20907; 3 Year 3: 0.20907; 4 Year 4: 0.20907; 5 Year 5: 0.20907; 6 Year 6: 0.20907; 7 Year 7: 0.20907; 8 Year 8: 0.20907; 9 Year 9: 0.20907; 10 Year 10: 0.20907; 11 Year 11: 0.20907; 12 Year 12: 0.20907; 13 Year 13: 0.20907; 14 Year 14: 0.20907; 15 Year 15: 0.20907; 16 Year 16: 0.20907; 17 Year 17: 0.20907; 18 Year 18: 0.20907; 19 Year 19: 0.20907; 20 Year 20: 0.20907; 21 Year 21: 0.20907; 22 Year 22: 0.20907; 23 Year 23: 0.20907; 24 Year 24: 0.20907; 25 Year 25: 0.20907; 26 Year 26: 0.20907; 27 Year 27: 0.20907; 28 Year 28: 0.20907; 29 Year 29: 0.20907; 30 Year 30: 0.20907
[19 empty] | Fixed opex | Input | £000s | 1 Year 1: 0; 2 Year 2: 0; 3 Year 3: 0; 4 Year 4: 0; 5 Year 5: 0; 6 Year 6: 0; 7 Year 7: 0; 8 Year 8: 0; 9 Year 9: 0; 10 Year 10: 0; 11 Year 11: 0; 12 Year 12: 0; 13 Year 13: 0; 14 Year 14: 0; 15 Year 15: 0; 16 Year 16: 0; 17 Year 17: 0; 18 Year 18: 0; 19 Year 19: 0; 20 Year 20: 0; 21 Year 21: 0; 22 Year 22: 0; 23 Year 23: 0; 24 Year 24: 0; 25 Year 25: 0; 26 Year 26: 0; 27 Year 27: 0; 28 Year 28: 0; 29 Year 29: 0; 30 Year 30: 0; 81 Year 81: 0; 82 Year 82: 0; 83 Year 83: 0; 84 Year 84: 0; 85 Year 85: 0; 86 Year 86: 0; 87 Year 87: 0; 88 Year 88: 0; 89 Year 89: 0; 90 Year 90: 0; 91 Year 91: 0; 92 Year 92: 0; 93 Year 93: 0; 94 Year 94: 0; 95 Year 95: 0; 96 Year 96: 0; 97 Year 97: 0; 98 Year 98: 0; 99 Year 99: 0; 100 Year 100: 0; 101 Year 101: 0; 102 Year 102: 0; 103 Year 103: 0; 104 Year 104: 0
[19 empty] | Variable opex | Input | £000s | 1 Year 1: 0; 2 Year 2: 0; 3 Year 3: 0; 4 Year 4: 0; 5 Year 5: 0; 6 Year 6: 0; 7 Year 7: 0; 8 Year 8: 0; 9 Year 9: 0; 10 Year 10: 0; 11 Year 11: 0; 12 Year 12: 0; 13 Year 13: 0; 14 Year 14: 0; 15 Year 15: 0; 16 Year 16: 0; 17 Year 17: 0; 18 Year 18: 0; 19 Year 19: 0; 20 Year 20: 0; 21 Year 21: 0; 22 Year 22: 0; 23 Year 23: 0; 24 Year 24: 0; 25 Year 25: 0; 26 Year 26: 0; 27 Year 27: 0; 28 Year 28: 0; 29 Year 29: 0; 30 Year 30: 0; 81 Year 81: 0; 82 Year 82: 0; 83 Year 83: 0; 84 Year 84: 0; 85 Year 85: 0; 86 Year 86: 0; 87 Year 87: 0; 88 Year 88: 0; 89 Year 89: 0; 90 Year 90: 0; 91 Year 91: 0; 92 Year 92: 0; 93 Year 93: 0; 94 Year 94: 0; 95 Year 95: 0; 96 Year 96: 0; 97 Year 97: 0; 98 Year 98: 0; 99 Year 99: 0; 100 Year 100: 0; 101 Year 101: 0; 102 Year 102: 0; 103 Year 103: 0; 104 Year 104: 0
[19 empty] | Opex savings | Input | £000s | 1 Year 1: 0; 2 Year 2: 0; 3 Year 3: 0; 4 Year 4: 0; 5 Year 5: 0; 6 Year 6: 0; 7 Year 7: 0; 8 Year 8: 0; 9 Year 9: 0; 10 Year 10: 0; 11 Year 11: 0; 12 Year 12: 0; 13 Year 13: 0; 14 Year 14: 0; 15 Year 15: 0; 16 Year 16: 0; 17 Year 17: 0; 18 Year 18: 0; 19 Year 19: 0; 20 Year 20: 0; 21 Year 21: 0; 22 Year 22: 0; 23 Year 23: 0; 24 Year 24: 0; 25 Year 25: 0; 26 Year 26: 0; 27 Year 27: 0; 28 Year 28: 0; 29 Year 29: 0; 30 Year 30: 0; 81 Year 81: 0; 82 Year 82: 0; 83 Year 83: 0; 84 Year 84: 0; 85 Year 85: 0; 86 Year 86: 0; 87 Year 87: 0; 88 Year 88: 0; 89 Year 89: 0; 90 Year 90: 0; 91 Year 91: 0; 92 Year 92: 0; 93 Year 93: 0; 94 Year 94: 0; 95 Year 95: 0; 96 Year 96: 0; 97 Year 97: 0; 98 Year 98: 0; 99 Year 99: 0; 100 Year 100: 0; 101 Year 101: 0; 102 Year 102: 0; 103 Year 103: 0; 104 Year 104: 0
[19 empty] | Fixed env & social | Input | £000s | 1 Year 1: 0; 2 Year 2: 0; 3 Year 3: 0; 4 Year 4: 0; 5 Year 5: 0; 6 Year 6: 0; 7 Year 7: 0; 8 Year 8: 0; 9 Year 9: 0; 10 Year 10: 0; 11 Year 11: 0; 12 Year 12: 0; 13 Year 13: 0; 14 Year 14: 0; 15 Year 15: 0; 16 Year 16: 0; 17 Year 17: 0; 18 Year 18: 0; 19 Year 19: 0; 20 Year 20: 0; 21 Year 21: 0; 22 Year 22: 0; 23 Year 23: 0; 24 Year 24: 0; 25 Year 25: 0; 26 Year 26: 0; 27 Year 27: 0; 28 Year 28: 0; 29 Year 29: 0; 30 Year 30: 0; 81 Year 81: 0; 82 Year 82: 0; 83 Year 83: 0; 84 Year 84: 0; 85 Year 85: 0; 86 Year 86: 0; 87 Year 87: 0; 88 Year 88: 0; 89 Year 89: 0; 90 Year 90: 0; 91 Year 91: 0; 92 Year 92: 0; 93 Year 93: 0; 94 Year 94: 0; 95 Year 95: 0; 96 Year 96: 0; 97 Year 97: 0; 98 Year 98: 0; 99 Year 99: 0; 100 Year 100: 0; 101 Year 101: 0; 102 Year 102: 0; 103 Year 103: 0; 104 Year 104: 0
[19 empty] | Variable env & social | Input | £000s | 1 Year 1: 0; 2 Year 2: 0; 3 Year 3: 0; 4 Year 4: 0; 5 Year 5: 0; 6 Year 6: 0; 7 Year 7: 0; 8 Year 8: 0; 9 Year 9: 0; 10 Year 10: 0; 11 Year 11: 0; 12 Year 12: 0; 13 Year 13: 0; 14 Year 14: 0; 15 Year 15: 0; 16 Year 16: 0; 17 Year 17: 0; 18 Year 18: 0; 19 Year 19: 0; 20 Year 20: 0; 21 Year 21: 0; 22 Year 22: 0; 23 Year 23: 0; 24 Year 24: 0; 25 Year 25: 0; 26 Year 26: 0; 27 Year 27: 0; 28 Year 28: 0; 29 Year 29: 0; 30 Year 30: 0; 81 Year 81: 0; 82 Year 82: 0; 83 Year 83: 0; 84 Year 84: 0; 85 Year 85: 0; 86 Year 86: 0; 87 Year 87: 0; 88 Year 88: 0; 89 Year 89: 0; 90 Year 90: 0; 91 Year 91: 0; 92 Year 92: 0; 93 Year 93: 0; 94 Year 94: 0; 95 Year 95: 0; 96 Year 96: 0; 97 Year 97: 0; 98 Year 98: 0; 99 Year 99: 0; 100 Year 100: 0; 101 Year 101: 0; 102 Year 102: 0; 103 Year 103: 0; 104 Year 104: 0
[19 empty] | Fixed carbon costs | Input | £000s | 1 Year 1: 0; 2 Year 2: 0; 3 Year 3: 0; 4 Year 4: 0; 5 Year 5: 0; 6 Year 6: 0; 7 Year 7: 0; 8 Year 8: 0; 9 Year 9: 0; 10 Year 10: 0; 11 Year 11: 0; 12 Year 12: 0; 13 Year 13: 0; 14 Year 14: 0; 15 Year 15: 0; 16 Year 16: 0; 17 Year 17: 0; 18 Year 18: 0; 19 Year 19: 0; 20 Year 20: 0; 21 Year 21: 0; 22 Year 22: 0; 23 Year 23: 0; 24 Year 24: 0; 25 Year 25: 0; 26 Year 26: 0; 27 Year 27: 0; 28 Year 28: 0; 29 Year 29: 0; 30 Year 30: 0; 81 Year 81: 0; 82 Year 82: 0; 83 Year 83: 0; 84 Year 84: 0; 85 Year 85: 0; 86 Year 86: 0; 87 Year 87: 0; 88 Year 88: 0; 89 Year 89: 0; 90 Year 90: 0; 91 Year 91: 0; 92 Year 92: 0; 93 Year 93: 0; 94 Year 94: 0; 95 Year 95: 0; 96 Year 96: 0; 97 Year 97: 0; 98 Year 98: 0; 99 Year 99: 0; 100 Year 100: 0; 101 Year 101: 0; 102 Year 102: 0; 103 Year 103: 0; 104 Year 104: 0
[19 empty] | Variable carbon costs | Input | £000s | 1 Year 1: 0; 2 Year 2: 0; 3 Year 3: 0; 4 Year 4: 0; 5 Year 5: 0; 6 Year 6: 0; 7 Year 7: 0; 8 Year 8: 0; 9 Year 9: 0; 10 Year 10: 0; 11 Year 11: 0; 12 Year 12: 0; 13 Year 13: 0; 14 Year 14: 0; 15 Year 15: 0; 16 Year 16: 0; 17 Year 17: 0; 18 Year 18: 0; 19 Year 19: 0; 20 Year 20: 0; 21 Year 21: 0; 22 Year 22: 0; 23 Year 23: 0; 24 Year 24: 0; 25 Year 25: 0; 26 Year 26: 0; 27 Year 27: 0; 28 Year 28: 0; 29 Year 29: 0; 30 Year 30: 0; 81 Year 81: 0; 82 Year 82: 0; 83 Year 83: 0; 84 Year 84: 0; 85 Year 85: 0; 86 Year 86: 0; 87 Year 87: 0; 88 Year 88: 0; 89 Year 89: 0; 90 Year 90: 0; 91 Year 91: 0; 92 Year 92: 0; 93 Year 93: 0; 94 Year 94: 0; 95 Year 95: 0; 96 Year 96: 0; 97 Year 97: 0; 98 Year 98: 0; 99 Year 99: 0; 100 Year 100: 0; 101 Year 101: 0; 102 Year 102: 0; 103 Year 103: 0; 104 Year 104: 0
[19 empty] | Customer willingness to pay | Input | £000s | 1 Year 1: 72.8214; 2 Year 2: 72.8214; 3 Year 3: 72.8214; 4 Year 4: 72.8214; 5 Year 5: 72.8214; 6 Year 6: 72.8214; 7 Year 7: 72.8214; 8 Year 8: 72.8214; 9 Year 9: 72.8214; 10 Year 10: 72.8214; 11 Year 11: 72.8214; 12 Year 12: 72.8214; 13 Year 13: 72.8214; 14 Year 14: 72.8214; 15 Year 15: 72.8214; 16 Year 16: 72.8214; 17 Year 17: 72.8214; 18 Year 18: 72.8214; 19 Year 19: 72.8214; 20 Year 20: 72.8214; 21 Year 21: 72.8214; 22 Year 22: 72.8214; 23 Year 23: 72.8214; 24 Year 24: 72.8214; 25 Year 25: 72.8214; 26 Year 26: 72.8214; 27 Year 27: 72.8214; 28 Year 28: 72.8214; 29 Year 29: 72.8214; 30 Year 30: 72.8214; 81 Year 81: 0; 82 Year 82: 0; 83 Year 83: 0; 84 Year 84: 0; 85 Year 85: 0; 86 Year 86: 0; 87 Year 87: 0; 88 Year 88: 0; 89 Year 89: 0; 90 Year 90: 0; 91 Year 91: 0; 92 Year 92: 0; 93 Year 93: 0; 94 Year 94: 0; 95 Year 95: 0; 96 Year 96: 0; 97 Year 97: 0; 98 Year 98: 0; 99 Year 99: 0; 100 Year 100: 0; 101 Year 101: 0; 102 Year 102: 0; 103 Year 103: 0; 104 Year 104: 0
[19 empty] | Total | Sum of above (excl WAFU) | £000s | 80.2398 | 73.0304 | 73.0304 | 73.0304 | 73.0304 | 73.0304 | 73.0304 | 73.0304 | 73.0304 | 73.0304 | 73.0304 | 73.0304 | 73.0304 | 73.0304 | 73.0304 | 73.0304 | 73.0304 | 73.0304 | 73.0304 | 73.0304 | 73.0304 | 73.0304 | 73.0304 | 73.0304 | 73.0304 | 73.0304 | 73.0304 | 73.0304 | 73.0304 | 73.0304 | 0 | 0 | 0 | 0 | 0 | 0 | 0 | 0 | 0 | 0 | 0 | 0 | 0 | 0 | 0 | 0 | 0 | 0 | 0 | 0 | 0 | 0 | 0 | 0 | 0 | 0 | 0 | 0 | 0 | 0 | 0 | 0 | 0 | 0 | 0 | 0 | 0 | 0 | 0 | 0 | 0 | 0 | 0 | 0 | 0 | 0 | 0 | 0 | 0 | 0 | 0 | 0 | 0 | 0 | 0 | 0 | 0 | 0 | 0 | 0 | 0 | 0 | 0 | 0 | 0 | 0 | 0 | 0 | 0 | 0 | 0 | 0 | 0 | 0
58.1x | WE013-TY | Shower Timers (Solicited) | Other water efficiency | N | 2020-21 | Capacity | 0.00084494 | 5.8707 | 10.8933 | 0 | 0 | 0 | 1386.2104 | 1397.1037 | 185.554 | 23798.0377 | 4 | 4 | Gains in WAFU / Savings in demand | Input | Ml/d | 1 Year 1: 0.00084494; 2 Year 2: 0.00084494; 3 Year 3: 0.00084494; 4 Year 4: 0.00084494; 5 Year 5: 0.00084494; 6 Year 6: 0.00084494; 7 Year 7: 0.00084494; 8 Year 8: 0.00084494; 9 Year 9: 0.00084494; 10 Year 10: 0.00084494; 11 Year 11: 0.00084494; 12 Year 12: 0.00084494; 13 Year 13: 0.00084494; 14 Year 14: 0.00084494; 15 Year 15: 0.00084494; 16 Year 16: 0.00084494; 17 Year 17: 0.00084494; 18 Year 18: 0.00084494; 19 Year 19: 0.00084494; 20 Year 20: 0.00084494; 21 Year 21: 0.00084494; 22 Year 22: 0.00084494; 23 Year 23: 0.00084494; 24 Year 24: 0.00084494; 25 Year 25: 0.00084494; 26 Year 26: 0.00084494; 27 Year 27: 0.00084494; 28 Year 28: 0.00084494; 29 Year 29: 0.00084494; 30 Year 30: 0.00084494; 81 Year 81: 0; 82 Year 82: 0; 83 Year 83: 0; 84 Year 84: 0; 85 Year 85: 0; 86 Year 86: 0; 87 Year 87: 0; 88 Year 88: 0; 89 Year 89: 0; 90 Year 90: 0; 91 Year 91: 0; 92 Year 92: 0; 93 Year 93: 0; 94 Year 94: 0; 95 Year 95: 0; 96 Year 96: 0; 97 Year 97: 0; 98 Year 98: 0; 99 Year 99: 0; 100 Year 100: 0; 101 Year 101: 0; 102 Year 102: 0; 103 Year 103: 0; 104 Year 104: 0
[19 empty] | Fixed capex | Input | £000s | 1 Year 1: 7.0187; 2 Year 2: 0; 3 Year 3: 0; 4 Year 4: 0; 5 Year 5: 0; 6 Year 6: 0; 7 Year 7: 0; 8 Year 8: 0; 9 Year 9: 0; 10 Year 10: 0; 11 Year 11: 0; 12 Year 12: 0; 13 Year 13: 0; 14 Year 14: 0; 15 Year 15: 0; 16 Year 16: 0; 17 Year 17: 0; 18 Year 18: 0; 19 Year 19: 0; 20 Year 20: 0; 21 Year 21: 0; 22 Year 22: 0; 23 Year 23: 0; 24 Year 24: 0; 25 Year 25: 0; 26 Year 26: 0; 27 Year 27: 0; 28 Year 28: 0; 29 Year 29: 0; 30 Year 30: 0; 81 Year 81: 0; 82 Year 82: 0; 83 Year 83: 0; 84 Year 84: 0; 85 Year 85: 0; 86 Year 86: 0; 87 Year 87: 0; 88 Year 88: 0; 89 Year 89: 0; 90 Year 90: 0; 91 Year 91: 0; 92 Year 92: 0; 93 Year 93: 0; 94 Year 94: 0; 95 Year 95: 0; 96 Year 96: 0; 97 Year 97: 0; 98 Year 98: 0; 99 Year 99: 0; 100 Year 100: 0; 101 Year 101: 0; 102 Year 102: 0; 103 Year 103: 0; 104 Year 104: 0
[19 empty] | Variable capex | Input | £000s | 1 Year 1: 0; 2 Year 2: 0; 3 Year 3: 0; 4 Year 4: 0; 5 Year 5: 0; 6 Year 6: 0; 7 Year 7: 0; 8 Year 8: 0; 9 Year 9: 0; 10 Year 10: 0; 11 Year 11: 0; 12 Year 12: 0; 13 Year 13: 0; 14 Year 14: 0; 15 Year 15: 0; 16 Year 16: 0; 17 Year 17: 0; 18 Year 18: 0; 19 Year 19: 0; 20 Year 20: 0; 21 Year 21: 0; 22 Year 22: 0; 23 Year 23: 0; 24 Year 24: 0; 25 Year 25: 0; 26 Year 26: 0; 27 Year 27: 0; 28 Year 28: 0; 29 Year 29: 0; 30 Year 30: 0; 81 Year 81: 0; 82 Year 82: 0; 83 Year 83: 0; 84 Year 84: 0; 85 Year 85: 0; 86 Year 86: 0; 87 Year 87: 0; 88 Year 88: 0; 89 Year 89: 0; 90 Year 90: 0; 91 Year 91: 0; 92 Year 92: 0; 93 Year 93: 0; 94 Year 94: 0; 95 Year 95: 0; 96 Year 96: 0; 97 Year 97: 0; 98 Year 98: 0; 99 Year 99: 0; 100 Year 100: 0; 101 Year 101: 0; 102 Year 102: 0; 103 Year 103: 0; 104 Year 104: 0
[19 empty] | Financing costs | Input | £000s | 1 Year 1: 0.20354; 2 Year 2: 0.20354; 3 Year 3: 0.20354; 4 Year 4: 0.20354; 5 Year 5: 0.20354; 6 Year 6: 0.20354; 7 Year 7: 0.20354; 8 Year 8: 0.20354; 9 Year 9: 0.20354; 10 Year 10: 0.20354; 11 Year 11: 0.20354; 12 Year 12: 0.20354; 13 Year 13: 0.20354; 14 Year 14: 0.20354; 15 Year 15: 0.20354; 16 Year 16: 0.20354; 17 Year 17: 0.20354; 18 Year 18: 0.20354; 19 Year 19: 0.20354; 20 Year 20: 0.20354; 21 Year 21: 0.20354; 22 Year 22: 0.20354; 23 Year 23: 0.20354; 24 Year 24: 0.20354; 25 Year 25: 0.20354; 26 Year 26: 0.20354; 27 Year 27: 0.20354; 28 Year 28: 0.20354; 29 Year 29: 0.20354; 30 Year 30: 0.20354
[19 empty] | Fixed opex | Input | £000s | 1 Year 1: 0; 2 Year 2: 0; 3 Year 3: 0; 4 Year 4: 0; 5 Year 5: 0; 6 Year 6: 0; 7 Year 7: 0; 8 Year 8: 0; 9 Year 9: 0; 10 Year 10: 0; 11 Year 11: 0; 12 Year 12: 0; 13 Year 13: 0; 14 Year 14: 0; 15 Year 15: 0; 16 Year 16: 0; 17 Year 17: 0; 18 Year 18: 0; 19 Year 19: 0; 20 Year 20: 0; 21 Year 21: 0; 22 Year 22: 0; 23 Year 23: 0; 24 Year 24: 0; 25 Year 25: 0; 26 Year 26: 0; 27 Year 27: 0; 28 Year 28: 0; 29 Year 29: 0; 30 Year 30: 0; 81 Year 81: 0; 82 Year 82: 0; 83 Year 83: 0; 84 Year 84: 0; 85 Year 85: 0; 86 Year 86: 0; 87 Year 87: 0; 88 Year 88: 0; 89 Year 89: 0; 90 Year 90: 0; 91 Year 91: 0; 92 Year 92: 0; 93 Year 93: 0; 94 Year 94: 0; 95 Year 95: 0; 96 Year 96: 0; 97 Year 97: 0; 98 Year 98: 0; 99 Year 99: 0; 100 Year 100: 0; 101 Year 101: 0; 102 Year 102: 0; 103 Year 103: 0; 104 Year 104: 0
[19 empty] | Variable opex | Input | £000s | 1 Year 1: 0; 2 Year 2: 0; 3 Year 3: 0; 4 Year 4: 0; 5 Year 5: 0; 6 Year 6: 0; 7 Year 7: 0; 8 Year 8: 0; 9 Year 9: 0; 10 Year 10: 0; 11 Year 11: 0; 12 Year 12: 0; 13 Year 13: 0; 14 Year 14: 0; 15 Year 15: 0; 16 Year 16: 0; 17 Year 17: 0; 18 Year 18: 0; 19 Year 19: 0; 20 Year 20: 0; 21 Year 21: 0; 22 Year 22: 0; 23 Year 23: 0; 24 Year 24: 0; 25 Year 25: 0; 26 Year 26: 0; 27 Year 27: 0; 28 Year 28: 0; 29 Year 29: 0; 30 Year 30: 0; 81 Year 81: 0; 82 Year 82: 0; 83 Year 83: 0; 84 Year 84: 0; 85 Year 85: 0; 86 Year 86: 0; 87 Year 87: 0; 88 Year 88: 0; 89 Year 89: 0; 90 Year 90: 0; 91 Year 91: 0; 92 Year 92: 0; 93 Year 93: 0; 94 Year 94: 0; 95 Year 95: 0; 96 Year 96: 0; 97 Year 97: 0; 98 Year 98: 0; 99 Year 99: 0; 100 Year 100: 0; 101 Year 101: 0; 102 Year 102: 0; 103 Year 103: 0; 104 Year 104: 0
[19 empty] | Opex savings | Input | £000s | 1 Year 1: 0; 2 Year 2: 0; 3 Year 3: 0; 4 Year 4: 0; 5 Year 5: 0; 6 Year 6: 0; 7 Year 7: 0; 8 Year 8: 0; 9 Year 9: 0; 10 Year 10: 0; 11 Year 11: 0; 12 Year 12: 0; 13 Year 13: 0; 14 Year 14: 0; 15 Year 15: 0; 16 Year 16: 0; 17 Year 17: 0; 18 Year 18: 0; 19 Year 19: 0; 20 Year 20: 0; 21 Year 21: 0; 22 Year 22: 0; 23 Year 23: 0; 24 Year 24: 0; 25 Year 25: 0; 26 Year 26: 0; 27 Year 27: 0; 28 Year 28: 0; 29 Year 29: 0; 30 Year 30: 0; 81 Year 81: 0; 82 Year 82: 0; 83 Year 83: 0; 84 Year 84: 0; 85 Year 85: 0; 86 Year 86: 0; 87 Year 87: 0; 88 Year 88: 0; 89 Year 89: 0; 90 Year 90: 0; 91 Year 91: 0; 92 Year 92: 0; 93 Year 93: 0; 94 Year 94: 0; 95 Year 95: 0; 96 Year 96: 0; 97 Year 97: 0; 98 Year 98: 0; 99 Year 99: 0; 100 Year 100: 0; 101 Year 101: 0; 102 Year 102: 0; 103 Year 103: 0; 104 Year 104: 0
[19 empty] | Fixed env & social | Input | £000s | 1 Year 1: 0; 2 Year 2: 0; 3 Year 3: 0; 4 Year 4: 0; 5 Year 5: 0; 6 Year 6: 0; 7 Year 7: 0; 8 Year 8: 0; 9 Year 9: 0; 10 Year 10: 0; 11 Year 11: 0; 12 Year 12: 0; 13 Year 13: 0; 14 Year 14: 0; 15 Year 15: 0; 16 Year 16: 0; 17 Year 17: 0; 18 Year 18: 0; 19 Year 19: 0; 20 Year 20: 0; 21 Year 21: 0; 22 Year 22: 0; 23 Year 23: 0; 24 Year 24: 0; 25 Year 25: 0; 26 Year 26: 0; 27 Year 27: 0; 28 Year 28: 0; 29 Year 29: 0; 30 Year 30: 0; 81 Year 81: 0; 82 Year 82: 0; 83 Year 83: 0; 84 Year 84: 0; 85 Year 85: 0; 86 Year 86: 0; 87 Year 87: 0; 88 Year 88: 0; 89 Year 89: 0; 90 Year 90: 0; 91 Year 91: 0; 92 Year 92: 0; 93 Year 93: 0; 94 Year 94: 0; 95 Year 95: 0; 96 Year 96: 0; 97 Year 97: 0; 98 Year 98: 0; 99 Year 99: 0; 100 Year 100: 0; 101 Year 101: 0; 102 Year 102: 0; 103 Year 103: 0; 104 Year 104: 0
[19 empty] | Variable env & social | Input | £000s | 1 Year 1: 0; 2 Year 2: 0; 3 Year 3: 0; 4 Year 4: 0; 5 Year 5: 0; 6 Year 6: 0; 7 Year 7: 0; 8 Year 8: 0; 9 Year 9: 0; 10 Year 10: 0; 11 Year 11: 0; 12 Year 12: 0; 13 Year 13: 0; 14 Year 14: 0; 15 Year 15: 0; 16 Year 16: 0; 17 Year 17: 0; 18 Year 18: 0; 19 Year 19: 0; 20 Year 20: 0; 21 Year 21: 0; 22 Year 22: 0; 23 Year 23: 0; 24 Year 24: 0; 25 Year 25: 0; 26 Year 26: 0; 27 Year 27: 0; 28 Year 28: 0; 29 Year 29: 0; 30 Year 30: 0; 81 Year 81: 0; 82 Year 82: 0; 83 Year 83: 0; 84 Year 84: 0; 85 Year 85: 0; 86 Year 86: 0; 87 Year 87: 0; 88 Year 88: 0; 89 Year 89: 0; 90 Year 90: 0; 91 Year 91: 0; 92 Year 92: 0; 93 Year 93: 0; 94 Year 94: 0; 95 Year 95: 0; 96 Year 96: 0; 97 Year 97: 0; 98 Year 98: 0; 99 Year 99: 0; 100 Year 100: 0; 101 Year 101: 0; 102 Year 102: 0; 103 Year 103: 0; 104 Year 104: 0
[19 empty] | Fixed carbon costs | Input | £000s | 1 Year 1: 0; 2 Year 2: 0; 3 Year 3: 0; 4 Year 4: 0; 5 Year 5: 0; 6 Year 6: 0; 7 Year 7: 0; 8 Year 8: 0; 9 Year 9: 0; 10 Year 10: 0; 11 Year 11: 0; 12 Year 12: 0; 13 Year 13: 0; 14 Year 14: 0; 15 Year 15: 0; 16 Year 16: 0; 17 Year 17: 0; 18 Year 18: 0; 19 Year 19: 0; 20 Year 20: 0; 21 Year 21: 0; 22 Year 22: 0; 23 Year 23: 0; 24 Year 24: 0; 25 Year 25: 0; 26 Year 26: 0; 27 Year 27: 0; 28 Year 28: 0; 29 Year 29: 0; 30 Year 30: 0; 81 Year 81: 0; 82 Year 82: 0; 83 Year 83: 0; 84 Year 84: 0; 85 Year 85: 0; 86 Year 86: 0; 87 Year 87: 0; 88 Year 88: 0; 89 Year 89: 0; 90 Year 90: 0; 91 Year 91: 0; 92 Year 92: 0; 93 Year 93: 0; 94 Year 94: 0; 95 Year 95: 0; 96 Year 96: 0; 97 Year 97: 0; 98 Year 98: 0; 99 Year 99: 0; 100 Year 100: 0; 101 Year 101: 0; 102 Year 102: 0; 103 Year 103: 0; 104 Year 104: 0
[19 empty] | Variable carbon costs | Input | £000s | 1 Year 1: 0; 2 Year 2: 0; 3 Year 3: 0; 4 Year 4: 0; 5 Year 5: 0; 6 Year 6: 0; 7 Year 7: 0; 8 Year 8: 0; 9 Year 9: 0; 10 Year 10: 0; 11 Year 11: 0; 12 Year 12: 0; 13 Year 13: 0; 14 Year 14: 0; 15 Year 15: 0; 16 Year 16: 0; 17 Year 17: 0; 18 Year 18: 0; 19 Year 19: 0; 20 Year 20: 0; 21 Year 21: 0; 22 Year 22: 0; 23 Year 23: 0; 24 Year 24: 0; 25 Year 25: 0; 26 Year 26: 0; 27 Year 27: 0; 28 Year 28: 0; 29 Year 29: 0; 30 Year 30: 0; 81 Year 81: 0; 82 Year 82: 0; 83 Year 83: 0; 84 Year 84: 0; 85 Year 85: 0; 86 Year 86: 0; 87 Year 87: 0; 88 Year 88: 0; 89 Year 89: 0; 90 Year 90: 0; 91 Year 91: 0; 92 Year 92: 0; 93 Year 93: 0; 94 Year 94: 0; 95 Year 95: 0; 96 Year 96: 0; 97 Year 97: 0; 98 Year 98: 0; 99 Year 99: 0; 100 Year 100: 0; 101 Year 101: 0; 102 Year 102: 0; 103 Year 103: 0; 104 Year 104: 0
[19 empty] | Customer willingness to pay | Input | £000s | 1 Year 1: 72.8214; 2 Year 2: 72.8214; 3 Year 3: 72.8214; 4 Year 4: 72.8214; 5 Year 5: 72.8214; 6 Year 6: 72.8214; 7 Year 7: 72.8214; 8 Year 8: 72.8214; 9 Year 9: 72.8214; 10 Year 10: 72.8214; 11 Year 11: 72.8214; 12 Year 12: 72.8214; 13 Year 13: 72.8214; 14 Year 14: 72.8214; 15 Year 15: 72.8214; 16 Year 16: 72.8214; 17 Year 17: 72.8214; 18 Year 18: 72.8214; 19 Year 19: 72.8214; 20 Year 20: 72.8214; 21 Year 21: 72.8214; 22 Year 22: 72.8214; 23 Year 23: 72.8214; 24 Year 24: 72.8214; 25 Year 25: 72.8214; 26 Year 26: 72.8214; 27 Year 27: 72.8214; 28 Year 28: 72.8214; 29 Year 29: 72.8214; 30 Year 30: 72.8214; 81 Year 81: 0; 82 Year 82: 0; 83 Year 83: 0; 84 Year 84: 0; 85 Year 85: 0; 86 Year 86: 0; 87 Year 87: 0; 88 Year 88: 0; 89 Year 89: 0; 90 Year 90: 0; 91 Year 91: 0; 92 Year 92: 0; 93 Year 93: 0; 94 Year 94: 0; 95 Year 95: 0; 96 Year 96: 0; 97 Year 97: 0; 98 Year 98: 0; 99 Year 99: 0; 100 Year 100: 0; 101 Year 101: 0; 102 Year 102: 0; 103 Year 103: 0; 104 Year 104: 0
[19 empty] | Total | Sum of above (excl WAFU) | £000s | 80.0436 | 73.0249 | 73.0249 | 73.0249 | 73.0249 | 73.0249 | 73.0249 | 73.0249 | 73.0249 | 73.0249 | 73.0249 | 73.0249 | 73.0249 | 73.0249 | 73.0249 | 73.0249 | 73.0249 | 73.0249 | 73.0249 | 73.0249 | 73.0249 | 73.0249 | 73.0249 | 73.0249 | 73.0249 | 73.0249 | 73.0249 | 73.0249 | 73.0249 | 73.0249 | 0 | 0 | 0 | 0 | 0 | 0 | 0 | 0 | 0 | 0 | 0 | 0 | 0 | 0 | 0 | 0 | 0 | 0 | 0 | 0 | 0 | 0 | 0 | 0 | 0 | 0 | 0 | 0 | 0 | 0 | 0 | 0 | 0 | 0 | 0 | 0 | 0 | 0 | 0 | 0 | 0 | 0 | 0 | 0 | 0 | 0 | 0 | 0 | 0 | 0 | 0 | 0 | 0 | 0 | 0 | 0 | 0 | 0 | 0 | 0 | 0 | 0 | 0 | 0 | 0 | 0 | 0 | 0 | 0 | 0 | 0 | 0 | 0 | 0
58.1x | WE012-TY | Aerated Showerhead (Unsolicited) | Other water efficiency | N | 2020-21 | Capacity | 0.0049006 | 34.0499 | 53.2606 | 0 | 0 | 0 | 1386.2104 | 1439.4711 | 156.4194 | 4227.5373 | 4 | 4 | Gains in WAFU / Savings in demand | Input | Ml/d | 1 Year 1: 0.0049006; 2 Year 2: 0.0049006; 3 Year 3: 0.0049006; 4 Year 4: 0.0049006; 5 Year 5: 0.0049006; 6 Year 6: 0.0049006; 7 Year 7: 0.0049006; 8 Year 8: 0.0049006; 9 Year 9: 0.0049006; 10 Year 10: 0.0049006; 11 Year 11: 0.0049006; 12 Year 12: 0.0049006; 13 Year 13: 0.0049006; 14 Year 14: 0.0049006; 15 Year 15: 0.0049006; 16 Year 16: 0.0049006; 17 Year 17: 0.0049006; 18 Year 18: 0.0049006; 19 Year 19: 0.0049006; 20 Year 20: 0.0049006; 21 Year 21: 0.0049006; 22 Year 22: 0.0049006; 23 Year 23: 0.0049006; 24 Year 24: 0.0049006; 25 Year 25: 0.0049006; 26 Year 26: 0.0049006; 27 Year 27: 0.0049006; 28 Year 28: 0.0049006; 29 Year 29: 0.0049006; 30 Year 30: 0.0049006; 81 Year 81: 0; 82 Year 82: 0; 83 Year 83: 0; 84 Year 84: 0; 85 Year 85: 0; 86 Year 86: 0; 87 Year 87: 0; 88 Year 88: 0; 89 Year 89: 0; 90 Year 90: 0; 91 Year 91: 0; 92 Year 92: 0; 93 Year 93: 0; 94 Year 94: 0; 95 Year 95: 0; 96 Year 96: 0; 97 Year 97: 0; 98 Year 98: 0; 99 Year 99: 0; 100 Year 100: 0; 101 Year 101: 0; 102 Year 102: 0; 103 Year 103: 0; 104 Year 104: 0
[19 empty] | Fixed capex | Input | £000s | 1 Year 1: 34.3166; 2 Year 2: 0; 3 Year 3: 0; 4 Year 4: 0; 5 Year 5: 0; 6 Year 6: 0; 7 Year 7: 0; 8 Year 8: 0; 9 Year 9: 0; 10 Year 10: 0; 11 Year 11: 0; 12 Year 12: 0; 13 Year 13: 0; 14 Year 14: 0; 15 Year 15: 0; 16 Year 16: 0; 17 Year 17: 0; 18 Year 18: 0; 19 Year 19: 0; 20 Year 20: 0; 21 Year 21: 0; 22 Year 22: 0; 23 Year 23: 0; 24 Year 24: 0; 25 Year 25: 0; 26 Year 26: 0; 27 Year 27: 0; 28 Year 28: 0; 29 Year 29: 0; 30 Year 30: 0; 81 Year 81: 0; 82 Year 82: 0; 83 Year 83: 0; 84 Year 84: 0; 85 Year 85: 0; 86 Year 86: 0; 87 Year 87: 0; 88 Year 88: 0; 89 Year 89: 0; 90 Year 90: 0; 91 Year 91: 0; 92 Year 92: 0; 93 Year 93: 0; 94 Year 94: 0; 95 Year 95: 0; 96 Year 96: 0; 97 Year 97: 0; 98 Year 98: 0; 99 Year 99: 0; 100 Year 100: 0; 101 Year 101: 0; 102 Year 102: 0; 103 Year 103: 0; 104 Year 104: 0
[19 empty] | Variable capex | Input | £000s | 1 Year 1: 0; 2 Year 2: 0; 3 Year 3: 0; 4 Year 4: 0; 5 Year 5: 0; 6 Year 6: 0; 7 Year 7: 0; 8 Year 8: 0; 9 Year 9: 0; 10 Year 10: 0; 11 Year 11: 0; 12 Year 12: 0; 13 Year 13: 0; 14 Year 14: 0; 15 Year 15: 0; 16 Year 16: 0; 17 Year 17: 0; 18 Year 18: 0; 19 Year 19: 0; 20 Year 20: 0; 21 Year 21: 0; 22 Year 22: 0; 23 Year 23: 0; 24 Year 24: 0; 25 Year 25: 0; 26 Year 26: 0; 27 Year 27: 0; 28 Year 28: 0; 29 Year 29: 0; 30 Year 30: 0; 81 Year 81: 0; 82 Year 82: 0; 83 Year 83: 0; 84 Year 84: 0; 85 Year 85: 0; 86 Year 86: 0; 87 Year 87: 0; 88 Year 88: 0; 89 Year 89: 0; 90 Year 90: 0; 91 Year 91: 0; 92 Year 92: 0; 93 Year 93: 0; 94 Year 94: 0; 95 Year 95: 0; 96 Year 96: 0; 97 Year 97: 0; 98 Year 98: 0; 99 Year 99: 0; 100 Year 100: 0; 101 Year 101: 0; 102 Year 102: 0; 103 Year 103: 0; 104 Year 104: 0
[19 empty] | Financing costs | Input | £000s | 1 Year 1: 0.99518; 2 Year 2: 0.99518; 3 Year 3: 0.99518; 4 Year 4: 0.99518; 5 Year 5: 0.99518; 6 Year 6: 0.99518; 7 Year 7: 0.99518; 8 Year 8: 0.99518; 9 Year 9: 0.99518; 10 Year 10: 0.99518; 11 Year 11: 0.99518; 12 Year 12: 0.99518; 13 Year 13: 0.99518; 14 Year 14: 0.99518; 15 Year 15: 0.99518; 16 Year 16: 0.99518; 17 Year 17: 0.99518; 18 Year 18: 0.99518; 19 Year 19: 0.99518; 20 Year 20: 0.99518; 21 Year 21: 0.99518; 22 Year 22: 0.99518; 23 Year 23: 0.99518; 24 Year 24: 0.99518; 25 Year 25: 0.99518; 26 Year 26: 0.99518; 27 Year 27: 0.99518; 28 Year 28: 0.99518; 29 Year 29: 0.99518; 30 Year 30: 0.99518
[19 empty] | Fixed opex | Input | £000s | 1 Year 1: 0; 2 Year 2: 0; 3 Year 3: 0; 4 Year 4: 0; 5 Year 5: 0; 6 Year 6: 0; 7 Year 7: 0; 8 Year 8: 0; 9 Year 9: 0; 10 Year 10: 0; 11 Year 11: 0; 12 Year 12: 0; 13 Year 13: 0; 14 Year 14: 0; 15 Year 15: 0; 16 Year 16: 0; 17 Year 17: 0; 18 Year 18: 0; 19 Year 19: 0; 20 Year 20: 0; 21 Year 21: 0; 22 Year 22: 0; 23 Year 23: 0; 24 Year 24: 0; 25 Year 25: 0; 26 Year 26: 0; 27 Year 27: 0; 28 Year 28: 0; 29 Year 29: 0; 30 Year 30: 0; 81 Year 81: 0; 82 Year 82: 0; 83 Year 83: 0; 84 Year 84: 0; 85 Year 85: 0; 86 Year 86: 0; 87 Year 87: 0; 88 Year 88: 0; 89 Year 89: 0; 90 Year 90: 0; 91 Year 91: 0; 92 Year 92: 0; 93 Year 93: 0; 94 Year 94: 0; 95 Year 95: 0; 96 Year 96: 0; 97 Year 97: 0; 98 Year 98: 0; 99 Year 99: 0; 100 Year 100: 0; 101 Year 101: 0; 102 Year 102: 0; 103 Year 103: 0; 104 Year 104: 0
[19 empty] | Variable opex | Input | £000s | 1 Year 1: 0; 2 Year 2: 0; 3 Year 3: 0; 4 Year 4: 0; 5 Year 5: 0; 6 Year 6: 0; 7 Year 7: 0; 8 Year 8: 0; 9 Year 9: 0; 10 Year 10: 0; 11 Year 11: 0; 12 Year 12: 0; 13 Year 13: 0; 14 Year 14: 0; 15 Year 15: 0; 16 Year 16: 0; 17 Year 17: 0; 18 Year 18: 0; 19 Year 19: 0; 20 Year 20: 0; 21 Year 21: 0; 22 Year 22: 0; 23 Year 23: 0; 24 Year 24: 0; 25 Year 25: 0; 26 Year 26: 0; 27 Year 27: 0; 28 Year 28: 0; 29 Year 29: 0; 30 Year 30: 0; 81 Year 81: 0; 82 Year 82: 0; 83 Year 83: 0; 84 Year 84: 0; 85 Year 85: 0; 86 Year 86: 0; 87 Year 87: 0; 88 Year 88: 0; 89 Year 89: 0; 90 Year 90: 0; 91 Year 91: 0; 92 Year 92: 0; 93 Year 93: 0; 94 Year 94: 0; 95 Year 95: 0; 96 Year 96: 0; 97 Year 97: 0; 98 Year 98: 0; 99 Year 99: 0; 100 Year 100: 0; 101 Year 101: 0; 102 Year 102: 0; 103 Year 103: 0; 104 Year 104: 0
[19 empty] | Opex savings | Input | £000s | 1 Year 1: 0; 2 Year 2: 0; 3 Year 3: 0; 4 Year 4: 0; 5 Year 5: 0; 6 Year 6: 0; 7 Year 7: 0; 8 Year 8: 0; 9 Year 9: 0; 10 Year 10: 0; 11 Year 11: 0; 12 Year 12: 0; 13 Year 13: 0; 14 Year 14: 0; 15 Year 15: 0; 16 Year 16: 0; 17 Year 17: 0; 18 Year 18: 0; 19 Year 19: 0; 20 Year 20: 0; 21 Year 21: 0; 22 Year 22: 0; 23 Year 23: 0; 24 Year 24: 0; 25 Year 25: 0; 26 Year 26: 0; 27 Year 27: 0; 28 Year 28: 0; 29 Year 29: 0; 30 Year 30: 0; 81 Year 81: 0; 82 Year 82: 0; 83 Year 83: 0; 84 Year 84: 0; 85 Year 85: 0; 86 Year 86: 0; 87 Year 87: 0; 88 Year 88: 0; 89 Year 89: 0; 90 Year 90: 0; 91 Year 91: 0; 92 Year 92: 0; 93 Year 93: 0; 94 Year 94: 0; 95 Year 95: 0; 96 Year 96: 0; 97 Year 97: 0; 98 Year 98: 0; 99 Year 99: 0; 100 Year 100: 0; 101 Year 101: 0; 102 Year 102: 0; 103 Year 103: 0; 104 Year 104: 0
[19 empty] | Fixed env & social | Input | £000s | 1 Year 1: 0; 2 Year 2: 0; 3 Year 3: 0; 4 Year 4: 0; 5 Year 5: 0; 6 Year 6: 0; 7 Year 7: 0; 8 Year 8: 0; 9 Year 9: 0; 10 Year 10: 0; 11 Year 11: 0; 12 Year 12: 0; 13 Year 13: 0; 14 Year 14: 0; 15 Year 15: 0; 16 Year 16: 0; 17 Year 17: 0; 18 Year 18: 0; 19 Year 19: 0; 20 Year 20: 0; 21 Year 21: 0; 22 Year 22: 0; 23 Year 23: 0; 24 Year 24: 0; 25 Year 25: 0; 26 Year 26: 0; 27 Year 27: 0; 28 Year 28: 0; 29 Year 29: 0; 30 Year 30: 0; 81 Year 81: 0; 82 Year 82: 0; 83 Year 83: 0; 84 Year 84: 0; 85 Year 85: 0; 86 Year 86: 0; 87 Year 87: 0; 88 Year 88: 0; 89 Year 89: 0; 90 Year 90: 0; 91 Year 91: 0; 92 Year 92: 0; 93 Year 93: 0; 94 Year 94: 0; 95 Year 95: 0; 96 Year 96: 0; 97 Year 97: 0; 98 Year 98: 0; 99 Year 99: 0; 100 Year 100: 0; 101 Year 101: 0; 102 Year 102: 0; 103 Year 103: 0; 104 Year 104: 0
[19 empty] | Variable env & social | Input | £000s | 1 Year 1: 0; 2 Year 2: 0; 3 Year 3: 0; 4 Year 4: 0; 5 Year 5: 0; 6 Year 6: 0; 7 Year 7: 0; 8 Year 8: 0; 9 Year 9: 0; 10 Year 10: 0; 11 Year 11: 0; 12 Year 12: 0; 13 Year 13: 0; 14 Year 14: 0; 15 Year 15: 0; 16 Year 16: 0; 17 Year 17: 0; 18 Year 18: 0; 19 Year 19: 0; 20 Year 20: 0; 21 Year 21: 0; 22 Year 22: 0; 23 Year 23: 0; 24 Year 24: 0; 25 Year 25: 0; 26 Year 26: 0; 27 Year 27: 0; 28 Year 28: 0; 29 Year 29: 0; 30 Year 30: 0; 81 Year 81: 0; 82 Year 82: 0; 83 Year 83: 0; 84 Year 84: 0; 85 Year 85: 0; 86 Year 86: 0; 87 Year 87: 0; 88 Year 88: 0; 89 Year 89: 0; 90 Year 90: 0; 91 Year 91: 0; 92 Year 92: 0; 93 Year 93: 0; 94 Year 94: 0; 95 Year 95: 0; 96 Year 96: 0; 97 Year 97: 0; 98 Year 98: 0; 99 Year 99: 0; 100 Year 100: 0; 101 Year 101: 0; 102 Year 102: 0; 103 Year 103: 0; 104 Year 104: 0
[19 empty] | Fixed carbon costs | Input | £000s | 1 Year 1: 0; 2 Year 2: 0; 3 Year 3: 0; 4 Year 4: 0; 5 Year 5: 0; 6 Year 6: 0; 7 Year 7: 0; 8 Year 8: 0; 9 Year 9: 0; 10 Year 10: 0; 11 Year 11: 0; 12 Year 12: 0; 13 Year 13: 0; 14 Year 14: 0; 15 Year 15: 0; 16 Year 16: 0; 17 Year 17: 0; 18 Year 18: 0; 19 Year 19: 0; 20 Year 20: 0; 21 Year 21: 0; 22 Year 22: 0; 23 Year 23: 0; 24 Year 24: 0; 25 Year 25: 0; 26 Year 26: 0; 27 Year 27: 0; 28 Year 28: 0; 29 Year 29: 0; 30 Year 30: 0; 81 Year 81: 0; 82 Year 82: 0; 83 Year 83: 0; 84 Year 84: 0; 85 Year 85: 0; 86 Year 86: 0; 87 Year 87: 0; 88 Year 88: 0; 89 Year 89: 0; 90 Year 90: 0; 91 Year 91: 0; 92 Year 92: 0; 93 Year 93: 0; 94 Year 94: 0; 95 Year 95: 0; 96 Year 96: 0; 97 Year 97: 0; 98 Year 98: 0; 99 Year 99: 0; 100 Year 100: 0; 101 Year 101: 0; 102 Year 102: 0; 103 Year 103: 0; 104 Year 104: 0
[19 empty] | Variable carbon costs | Input | £000s | 1 Year 1: 0; 2 Year 2: 0; 3 Year 3: 0; 4 Year 4: 0; 5 Year 5: 0; 6 Year 6: 0; 7 Year 7: 0; 8 Year 8: 0; 9 Year 9: 0; 10 Year 10: 0; 11 Year 11: 0; 12 Year 12: 0; 13 Year 13: 0; 14 Year 14: 0; 15 Year 15: 0; 16 Year 16: 0; 17 Year 17: 0; 18 Year 18: 0; 19 Year 19: 0; 20 Year 20: 0; 21 Year 21: 0; 22 Year 22: 0; 23 Year 23: 0; 24 Year 24: 0; 25 Year 25: 0; 26 Year 26: 0; 27 Year 27: 0; 28 Year 28: 0; 29 Year 29: 0; 30 Year 30: 0; 81 Year 81: 0; 82 Year 82: 0; 83 Year 83: 0; 84 Year 84: 0; 85 Year 85: 0; 86 Year 86: 0; 87 Year 87: 0; 88 Year 88: 0; 89 Year 89: 0; 90 Year 90: 0; 91 Year 91: 0; 92 Year 92: 0; 93 Year 93: 0; 94 Year 94: 0; 95 Year 95: 0; 96 Year 96: 0; 97 Year 97: 0; 98 Year 98: 0; 99 Year 99: 0; 100 Year 100: 0; 101 Year 101: 0; 102 Year 102: 0; 103 Year 103: 0; 104 Year 104: 0
[19 empty] | Customer willingness to pay | Input | £000s | 1 Year 1: 72.8214; 2 Year 2: 72.8214; 3 Year 3: 72.8214; 4 Year 4: 72.8214; 5 Year 5: 72.8214; 6 Year 6: 72.8214; 7 Year 7: 72.8214; 8 Year 8: 72.8214; 9 Year 9: 72.8214; 10 Year 10: 72.8214; 11 Year 11: 72.8214; 12 Year 12: 72.8214; 13 Year 13: 72.8214; 14 Year 14: 72.8214; 15 Year 15: 72.8214; 16 Year 16: 72.8214; 17 Year 17: 72.8214; 18 Year 18: 72.8214; 19 Year 19: 72.8214; 20 Year 20: 72.8214; 21 Year 21: 72.8214; 22 Year 22: 72.8214; 23 Year 23: 72.8214; 24 Year 24: 72.8214; 25 Year 25: 72.8214; 26 Year 26: 72.8214; 27 Year 27: 72.8214; 28 Year 28: 72.8214; 29 Year 29: 72.8214; 30 Year 30: 72.8214; 81 Year 81: 0; 82 Year 82: 0; 83 Year 83: 0; 84 Year 84: 0; 85 Year 85: 0; 86 Year 86: 0; 87 Year 87: 0; 88 Year 88: 0; 89 Year 89: 0; 90 Year 90: 0; 91 Year 91: 0; 92 Year 92: 0; 93 Year 93: 0; 94 Year 94: 0; 95 Year 95: 0; 96 Year 96: 0; 97 Year 97: 0; 98 Year 98: 0; 99 Year 99: 0; 100 Year 100: 0; 101 Year 101: 0; 102 Year 102: 0; 103 Year 103: 0; 104 Year 104: 0
[19 empty] | Total | Sum of above (excl WAFU) | £000s | 108.1331 | 73.8165 | 73.8165 | 73.8165 | 73.8165 | 73.8165 | 73.8165 | 73.8165 | 73.8165 | 73.8165 | 73.8165 | 73.8165 | 73.8165 | 73.8165 | 73.8165 | 73.8165 | 73.8165 | 73.8165 | 73.8165 | 73.8165 | 73.8165 | 73.8165 | 73.8165 | 73.8165 | 73.8165 | 73.8165 | 73.8165 | 73.8165 | 73.8165 | 73.8165 | 0 | 0 | 0 | 0 | 0 | 0 | 0 | 0 | 0 | 0 | 0 | 0 | 0 | 0 | 0 | 0 | 0 | 0 | 0 | 0 | 0 | 0 | 0 | 0 | 0 | 0 | 0 | 0 | 0 | 0 | 0 | 0 | 0 | 0 | 0 | 0 | 0 | 0 | 0 | 0 | 0 | 0 | 0 | 0 | 0 | 0 | 0 | 0 | 0 | 0 | 0 | 0 | 0 | 0 | 0 | 0 | 0 | 0 | 0 | 0 | 0 | 0 | 0 | 0 | 0 | 0 | 0 | 0 | 0 | 0 | 0 | 0 | 0 | 0
58.1x | WE011-TY | Aerated Showerhead (Solicited) | Other water efficiency | N | 2020-21 | Capacity | 0.0049006 | 34.0499 | 13.6052 | 0 | 0 | 0 | 1386.2104 | 1399.8156 | 39.9566 | 4111.0745 | 4 | 4 | Gains in WAFU / Savings in demand | Input | Ml/d | 1 Year 1: 0.0049006; 2 Year 2: 0.0049006; 3 Year 3: 0.0049006; 4 Year 4: 0.0049006; 5 Year 5: 0.0049006; 6 Year 6: 0.0049006; 7 Year 7: 0.0049006; 8 Year 8: 0.0049006; 9 Year 9: 0.0049006; 10 Year 10: 0.0049006; 11 Year 11: 0.0049006; 12 Year 12: 0.0049006; 13 Year 13: 0.0049006; 14 Year 14: 0.0049006; 15 Year 15: 0.0049006; 16 Year 16: 0.0049006; 17 Year 17: 0.0049006; 18 Year 18: 0.0049006; 19 Year 19: 0.0049006; 20 Year 20: 0.0049006; 21 Year 21: 0.0049006; 22 Year 22: 0.0049006; 23 Year 23: 0.0049006; 24 Year 24: 0.0049006; 25 Year 25: 0.0049006; 26 Year 26: 0.0049006; 27 Year 27: 0.0049006; 28 Year 28: 0.0049006; 29 Year 29: 0.0049006; 30 Year 30: 0.0049006; 81 Year 81: 0; 82 Year 82: 0; 83 Year 83: 0; 84 Year 84: 0; 85 Year 85: 0; 86 Year 86: 0; 87 Year 87: 0; 88 Year 88: 0; 89 Year 89: 0; 90 Year 90: 0; 91 Year 91: 0; 92 Year 92: 0; 93 Year 93: 0; 94 Year 94: 0; 95 Year 95: 0; 96 Year 96: 0; 97 Year 97: 0; 98 Year 98: 0; 99 Year 99: 0; 100 Year 100: 0; 101 Year 101: 0; 102 Year 102: 0; 103 Year 103: 0; 104 Year 104: 0
[19 empty] | Fixed capex | Input | £000s | 1 Year 1: 8.766; 2 Year 2: 0; 3 Year 3: 0; 4 Year 4: 0; 5 Year 5: 0; 6 Year 6: 0; 7 Year 7: 0; 8 Year 8: 0; 9 Year 9: 0; 10 Year 10: 0; 11 Year 11: 0; 12 Year 12: 0; 13 Year 13: 0; 14 Year 14: 0; 15 Year 15: 0; 16 Year 16: 0; 17 Year 17: 0; 18 Year 18: 0; 19 Year 19: 0; 20 Year 20: 0; 21 Year 21: 0; 22 Year 22: 0; 23 Year 23: 0; 24 Year 24: 0; 25 Year 25: 0; 26 Year 26: 0; 27 Year 27: 0; 28 Year 28: 0; 29 Year 29: 0; 30 Year 30: 0; 81 Year 81: 0; 82 Year 82: 0; 83 Year 83: 0; 84 Year 84: 0; 85 Year 85: 0; 86 Year 86: 0; 87 Year 87: 0; 88 Year 88: 0; 89 Year 89: 0; 90 Year 90: 0; 91 Year 91: 0; 92 Year 92: 0; 93 Year 93: 0; 94 Year 94: 0; 95 Year 95: 0; 96 Year 96: 0; 97 Year 97: 0; 98 Year 98: 0; 99 Year 99: 0; 100 Year 100: 0; 101 Year 101: 0; 102 Year 102: 0; 103 Year 103: 0; 104 Year 104: 0
[19 empty] | Variable capex | Input | £000s | 1 Year 1: 0; 2 Year 2: 0; 3 Year 3: 0; 4 Year 4: 0; 5 Year 5: 0; 6 Year 6: 0; 7 Year 7: 0; 8 Year 8: 0; 9 Year 9: 0; 10 Year 10: 0; 11 Year 11: 0; 12 Year 12: 0; 13 Year 13: 0; 14 Year 14: 0; 15 Year 15: 0; 16 Year 16: 0; 17 Year 17: 0; 18 Year 18: 0; 19 Year 19: 0; 20 Year 20: 0; 21 Year 21: 0; 22 Year 22: 0; 23 Year 23: 0; 24 Year 24: 0; 25 Year 25: 0; 26 Year 26: 0; 27 Year 27: 0; 28 Year 28: 0; 29 Year 29: 0; 30 Year 30: 0; 81 Year 81: 0; 82 Year 82: 0; 83 Year 83: 0; 84 Year 84: 0; 85 Year 85: 0; 86 Year 86: 0; 87 Year 87: 0; 88 Year 88: 0; 89 Year 89: 0; 90 Year 90: 0; 91 Year 91: 0; 92 Year 92: 0; 93 Year 93: 0; 94 Year 94: 0; 95 Year 95: 0; 96 Year 96: 0; 97 Year 97: 0; 98 Year 98: 0; 99 Year 99: 0; 100 Year 100: 0; 101 Year 101: 0; 102 Year 102: 0; 103 Year 103: 0; 104 Year 104: 0
[19 empty] | Financing costs | Input | £000s | 1 Year 1: 0.25421; 2 Year 2: 0.25421; 3 Year 3: 0.25421; 4 Year 4: 0.25421; 5 Year 5: 0.25421; 6 Year 6: 0.25421; 7 Year 7: 0.25421; 8 Year 8: 0.25421; 9 Year 9: 0.25421; 10 Year 10: 0.25421; 11 Year 11: 0.25421; 12 Year 12: 0.25421; 13 Year 13: 0.25421; 14 Year 14: 0.25421; 15 Year 15: 0.25421; 16 Year 16: 0.25421; 17 Year 17: 0.25421; 18 Year 18: 0.25421; 19 Year 19: 0.25421; 20 Year 20: 0.25421; 21 Year 21: 0.25421; 22 Year 22: 0.25421; 23 Year 23: 0.25421; 24 Year 24: 0.25421; 25 Year 25: 0.25421; 26 Year 26: 0.25421; 27 Year 27: 0.25421; 28 Year 28: 0.25421; 29 Year 29: 0.25421; 30 Year 30: 0.25421
[19 empty] | Fixed opex | Input | £000s | 1 Year 1: 0; 2 Year 2: 0; 3 Year 3: 0; 4 Year 4: 0; 5 Year 5: 0; 6 Year 6: 0; 7 Year 7: 0; 8 Year 8: 0; 9 Year 9: 0; 10 Year 10: 0; 11 Year 11: 0; 12 Year 12: 0; 13 Year 13: 0; 14 Year 14: 0; 15 Year 15: 0; 16 Year 16: 0; 17 Year 17: 0; 18 Year 18: 0; 19 Year 19: 0; 20 Year 20: 0; 21 Year 21: 0; 22 Year 22: 0; 23 Year 23: 0; 24 Year 24: 0; 25 Year 25: 0; 26 Year 26: 0; 27 Year 27: 0; 28 Year 28: 0; 29 Year 29: 0; 30 Year 30: 0; 81 Year 81: 0; 82 Year 82: 0; 83 Year 83: 0; 84 Year 84: 0; 85 Year 85: 0; 86 Year 86: 0; 87 Year 87: 0; 88 Year 88: 0; 89 Year 89: 0; 90 Year 90: 0; 91 Year 91: 0; 92 Year 92: 0; 93 Year 93: 0; 94 Year 94: 0; 95 Year 95: 0; 96 Year 96: 0; 97 Year 97: 0; 98 Year 98: 0; 99 Year 99: 0; 100 Year 100: 0; 101 Year 101: 0; 102 Year 102: 0; 103 Year 103: 0; 104 Year 104: 0
[19 empty] | Variable opex | Input | £000s | 1 Year 1: 0; 2 Year 2: 0; 3 Year 3: 0; 4 Year 4: 0; 5 Year 5: 0; 6 Year 6: 0; 7 Year 7: 0; 8 Year 8: 0; 9 Year 9: 0; 10 Year 10: 0; 11 Year 11: 0; 12 Year 12: 0; 13 Year 13: 0; 14 Year 14: 0; 15 Year 15: 0; 16 Year 16: 0; 17 Year 17: 0; 18 Year 18: 0; 19 Year 19: 0; 20 Year 20: 0; 21 Year 21: 0; 22 Year 22: 0; 23 Year 23: 0; 24 Year 24: 0; 25 Year 25: 0; 26 Year 26: 0; 27 Year 27: 0; 28 Year 28: 0; 29 Year 29: 0; 30 Year 30: 0; 81 Year 81: 0; 82 Year 82: 0; 83 Year 83: 0; 84 Year 84: 0; 85 Year 85: 0; 86 Year 86: 0; 87 Year 87: 0; 88 Year 88: 0; 89 Year 89: 0; 90 Year 90: 0; 91 Year 91: 0; 92 Year 92: 0; 93 Year 93: 0; 94 Year 94: 0; 95 Year 95: 0; 96 Year 96: 0; 97 Year 97: 0; 98 Year 98: 0; 99 Year 99: 0; 100 Year 100: 0; 101 Year 101: 0; 102 Year 102: 0; 103 Year 103: 0; 104 Year 104: 0
[19 empty] | Opex savings | Input | £000s | 1 Year 1: 0; 2 Year 2: 0; 3 Year 3: 0; 4 Year 4: 0; 5 Year 5: 0; 6 Year 6: 0; 7 Year 7: 0; 8 Year 8: 0; 9 Year 9: 0; 10 Year 10: 0; 11 Year 11: 0; 12 Year 12: 0; 13 Year 13: 0; 14 Year 14: 0; 15 Year 15: 0; 16 Year 16: 0; 17 Year 17: 0; 18 Year 18: 0; 19 Year 19: 0; 20 Year 20: 0; 21 Year 21: 0; 22 Year 22: 0; 23 Year 23: 0; 24 Year 24: 0; 25 Year 25: 0; 26 Year 26: 0; 27 Year 27: 0; 28 Year 28: 0; 29 Year 29: 0; 30 Year 30: 0; 81 Year 81: 0; 82 Year 82: 0; 83 Year 83: 0; 84 Year 84: 0; 85 Year 85: 0; 86 Year 86: 0; 87 Year 87: 0; 88 Year 88: 0; 89 Year 89: 0; 90 Year 90: 0; 91 Year 91: 0; 92 Year 92: 0; 93 Year 93: 0; 94 Year 94: 0; 95 Year 95: 0; 96 Year 96: 0; 97 Year 97: 0; 98 Year 98: 0; 99 Year 99: 0; 100 Year 100: 0; 101 Year 101: 0; 102 Year 102: 0; 103 Year 103: 0; 104 Year 104: 0
[19 empty] | Fixed env & social | Input | £000s | 1 Year 1: 0; 2 Year 2: 0; 3 Year 3: 0; 4 Year 4: 0; 5 Year 5: 0; 6 Year 6: 0; 7 Year 7: 0; 8 Year 8: 0; 9 Year 9: 0; 10 Year 10: 0; 11 Year 11: 0; 12 Year 12: 0; 13 Year 13: 0; 14 Year 14: 0; 15 Year 15: 0; 16 Year 16: 0; 17 Year 17: 0; 18 Year 18: 0; 19 Year 19: 0; 20 Year 20: 0; 21 Year 21: 0; 22 Year 22: 0; 23 Year 23: 0; 24 Year 24: 0; 25 Year 25: 0; 26 Year 26: 0; 27 Year 27: 0; 28 Year 28: 0; 29 Year 29: 0; 30 Year 30: 0; 81 Year 81: 0; 82 Year 82: 0; 83 Year 83: 0; 84 Year 84: 0; 85 Year 85: 0; 86 Year 86: 0; 87 Year 87: 0; 88 Year 88: 0; 89 Year 89: 0; 90 Year 90: 0; 91 Year 91: 0; 92 Year 92: 0; 93 Year 93: 0; 94 Year 94: 0; 95 Year 95: 0; 96 Year 96: 0; 97 Year 97: 0; 98 Year 98: 0; 99 Year 99: 0; 100 Year 100: 0; 101 Year 101: 0; 102 Year 102: 0; 103 Year 103: 0; 104 Year 104: 0
[19 empty] | Variable env & social | Input | £000s | 1 Year 1: 0; 2 Year 2: 0; 3 Year 3: 0; 4 Year 4: 0; 5 Year 5: 0; 6 Year 6: 0; 7 Year 7: 0; 8 Year 8: 0; 9 Year 9: 0; 10 Year 10: 0; 11 Year 11: 0; 12 Year 12: 0; 13 Year 13: 0; 14 Year 14: 0; 15 Year 15: 0; 16 Year 16: 0; 17 Year 17: 0; 18 Year 18: 0; 19 Year 19: 0; 20 Year 20: 0; 21 Year 21: 0; 22 Year 22: 0; 23 Year 23: 0; 24 Year 24: 0; 25 Year 25: 0; 26 Year 26: 0; 27 Year 27: 0; 28 Year 28: 0; 29 Year 29: 0; 30 Year 30: 0; 81 Year 81: 0; 82 Year 82: 0; 83 Year 83: 0; 84 Year 84: 0; 85 Year 85: 0; 86 Year 86: 0; 87 Year 87: 0; 88 Year 88: 0; 89 Year 89: 0; 90 Year 90: 0; 91 Year 91: 0; 92 Year 92: 0; 93 Year 93: 0; 94 Year 94: 0; 95 Year 95: 0; 96 Year 96: 0; 97 Year 97: 0; 98 Year 98: 0; 99 Year 99: 0; 100 Year 100: 0; 101 Year 101: 0; 102 Year 102: 0; 103 Year 103: 0; 104 Year 104: 0
[19 empty] | Fixed carbon costs | Input | £000s | 1 Year 1: 0; 2 Year 2: 0; 3 Year 3: 0; 4 Year 4: 0; 5 Year 5: 0; 6 Year 6: 0; 7 Year 7: 0; 8 Year 8: 0; 9 Year 9: 0; 10 Year 10: 0; 11 Year 11: 0; 12 Year 12: 0; 13 Year 13: 0; 14 Year 14: 0; 15 Year 15: 0; 16 Year 16: 0; 17 Year 17: 0; 18 Year 18: 0; 19 Year 19: 0; 20 Year 20: 0; 21 Year 21: 0; 22 Year 22: 0; 23 Year 23: 0; 24 Year 24: 0; 25 Year 25: 0; 26 Year 26: 0; 27 Year 27: 0; 28 Year 28: 0; 29 Year 29: 0; 30 Year 30: 0; 81 Year 81: 0; 82 Year 82: 0; 83 Year 83: 0; 84 Year 84: 0; 85 Year 85: 0; 86 Year 86: 0; 87 Year 87: 0; 88 Year 88: 0; 89 Year 89: 0; 90 Year 90: 0; 91 Year 91: 0; 92 Year 92: 0; 93 Year 93: 0; 94 Year 94: 0; 95 Year 95: 0; 96 Year 96: 0; 97 Year 97: 0; 98 Year 98: 0; 99 Year 99: 0; 100 Year 100: 0; 101 Year 101: 0; 102 Year 102: 0; 103 Year 103: 0; 104 Year 104: 0
[19 empty] | Variable carbon costs | Input | £000s | 1 Year 1: 0; 2 Year 2: 0; 3 Year 3: 0; 4 Year 4: 0; 5 Year 5: 0; 6 Year 6: 0; 7 Year 7: 0; 8 Year 8: 0; 9 Year 9: 0; 10 Year 10: 0; 11 Year 11: 0; 12 Year 12: 0; 13 Year 13: 0; 14 Year 14: 0; 15 Year 15: 0; 16 Year 16: 0; 17 Year 17: 0; 18 Year 18: 0; 19 Year 19: 0; 20 Year 20: 0; 21 Year 21: 0; 22 Year 22: 0; 23 Year 23: 0; 24 Year 24: 0; 25 Year 25: 0; 26 Year 26: 0; 27 Year 27: 0; 28 Year 28: 0; 29 Year 29: 0; 30 Year 30: 0; 81 Year 81: 0; 82 Year 82: 0; 83 Year 83: 0; 84 Year 84: 0; 85 Year 85: 0; 86 Year 86: 0; 87 Year 87: 0; 88 Year 88: 0; 89 Year 89: 0; 90 Year 90: 0; 91 Year 91: 0; 92 Year 92: 0; 93 Year 93: 0; 94 Year 94: 0; 95 Year 95: 0; 96 Year 96: 0; 97 Year 97: 0; 98 Year 98: 0; 99 Year 99: 0; 100 Year 100: 0; 101 Year 101: 0; 102 Year 102: 0; 103 Year 103: 0; 104 Year 104: 0
[19 empty] | Customer willingness to pay | Input | £000s | 1 Year 1: 72.8214; 2 Year 2: 72.8214; 3 Year 3: 72.8214; 4 Year 4: 72.8214; 5 Year 5: 72.8214; 6 Year 6: 72.8214; 7 Year 7: 72.8214; 8 Year 8: 72.8214; 9 Year 9: 72.8214; 10 Year 10: 72.8214; 11 Year 11: 72.8214; 12 Year 12: 72.8214; 13 Year 13: 72.8214; 14 Year 14: 72.8214; 15 Year 15: 72.8214; 16 Year 16: 72.8214; 17 Year 17: 72.8214; 18 Year 18: 72.8214; 19 Year 19: 72.8214; 20 Year 20: 72.8214; 21 Year 21: 72.8214; 22 Year 22: 72.8214; 23 Year 23: 72.8214; 24 Year 24: 72.8214; 25 Year 25: 72.8214; 26 Year 26: 72.8214; 27 Year 27: 72.8214; 28 Year 28: 72.8214; 29 Year 29: 72.8214; 30 Year 30: 72.8214; 81 Year 81: 0; 82 Year 82: 0; 83 Year 83: 0; 84 Year 84: 0; 85 Year 85: 0; 86 Year 86: 0; 87 Year 87: 0; 88 Year 88: 0; 89 Year 89: 0; 90 Year 90: 0; 91 Year 91: 0; 92 Year 92: 0; 93 Year 93: 0; 94 Year 94: 0; 95 Year 95: 0; 96 Year 96: 0; 97 Year 97: 0; 98 Year 98: 0; 99 Year 99: 0; 100 Year 100: 0; 101 Year 101: 0; 102 Year 102: 0; 103 Year 103: 0; 104 Year 104: 0
[19 empty] | Total | Sum of above (excl WAFU) | £000s | 81.8416 | 73.0756 | 73.0756 | 73.0756 | 73.0756 | 73.0756 | 73.0756 | 73.0756 | 73.0756 | 73.0756 | 73.0756 | 73.0756 | 73.0756 | 73.0756 | 73.0756 | 73.0756 | 73.0756 | 73.0756 | 73.0756 | 73.0756 | 73.0756 | 73.0756 | 73.0756 | 73.0756 | 73.0756 | 73.0756 | 73.0756 | 73.0756 | 73.0756 | 73.0756 | 0 | 0 | 0 | 0 | 0 | 0 | 0 | 0 | 0 | 0 | 0 | 0 | 0 | 0 | 0 | 0 | 0 | 0 | 0 | 0 | 0 | 0 | 0 | 0 | 0 | 0 | 0 | 0 | 0 | 0 | 0 | 0 | 0 | 0 | 0 | 0 | 0 | 0 | 0 | 0 | 0 | 0 | 0 | 0 | 0 | 0 | 0 | 0 | 0 | 0 | 0 | 0 | 0 | 0 | 0 | 0 | 0 | 0 | 0 | 0 | 0 | 0 | 0 | 0 | 0 | 0 | 0 | 0 | 0 | 0 | 0 | 0 | 0 | 0
58.1x | WE010-TY | Tap Inserts (Unsolicited) | Other water efficiency | N | 2020-21 | Capacity | 0.0027038 | 18.7861 | 18.7165 | 0 | 0 | 0 | 1386.2104 | 1404.9269 | 99.6292 | 7478.5304 | 4 | 4 | Gains in WAFU / Savings in demand | Input | Ml/d | 1 Year 1: 0.0027038; 2 Year 2: 0.0027038; 3 Year 3: 0.0027038; 4 Year 4: 0.0027038; 5 Year 5: 0.0027038; 6 Year 6: 0.0027038; 7 Year 7: 0.0027038; 8 Year 8: 0.0027038; 9 Year 9: 0.0027038; 10 Year 10: 0.0027038; 11 Year 11: 0.0027038; 12 Year 12: 0.0027038; 13 Year 13: 0.0027038; 14 Year 14: 0.0027038; 15 Year 15: 0.0027038; 16 Year 16: 0.0027038; 17 Year 17: 0.0027038; 18 Year 18: 0.0027038; 19 Year 19: 0.0027038; 20 Year 20: 0.0027038; 21 Year 21: 0.0027038; 22 Year 22: 0.0027038; 23 Year 23: 0.0027038; 24 Year 24: 0.0027038; 25 Year 25: 0.0027038; 26 Year 26: 0.0027038; 27 Year 27: 0.0027038; 28 Year 28: 0.0027038; 29 Year 29: 0.0027038; 30 Year 30: 0.0027038; 81 Year 81: 0; 82 Year 82: 0; 83 Year 83: 0; 84 Year 84: 0; 85 Year 85: 0; 86 Year 86: 0; 87 Year 87: 0; 88 Year 88: 0; 89 Year 89: 0; 90 Year 90: 0; 91 Year 91: 0; 92 Year 92: 0; 93 Year 93: 0; 94 Year 94: 0; 95 Year 95: 0; 96 Year 96: 0; 97 Year 97: 0; 98 Year 98: 0; 99 Year 99: 0; 100 Year 100: 0; 101 Year 101: 0; 102 Year 102: 0; 103 Year 103: 0; 104 Year 104: 0
[19 empty] | Fixed capex | Input | £000s | 1 Year 1: 12.0593; 2 Year 2: 0; 3 Year 3: 0; 4 Year 4: 0; 5 Year 5: 0; 6 Year 6: 0; 7 Year 7: 0; 8 Year 8: 0; 9 Year 9: 0; 10 Year 10: 0; 11 Year 11: 0; 12 Year 12: 0; 13 Year 13: 0; 14 Year 14: 0; 15 Year 15: 0; 16 Year 16: 0; 17 Year 17: 0; 18 Year 18: 0; 19 Year 19: 0; 20 Year 20: 0; 21 Year 21: 0; 22 Year 22: 0; 23 Year 23: 0; 24 Year 24: 0; 25 Year 25: 0; 26 Year 26: 0; 27 Year 27: 0; 28 Year 28: 0; 29 Year 29: 0; 30 Year 30: 0; 81 Year 81: 0; 82 Year 82: 0; 83 Year 83: 0; 84 Year 84: 0; 85 Year 85: 0; 86 Year 86: 0; 87 Year 87: 0; 88 Year 88: 0; 89 Year 89: 0; 90 Year 90: 0; 91 Year 91: 0; 92 Year 92: 0; 93 Year 93: 0; 94 Year 94: 0; 95 Year 95: 0; 96 Year 96: 0; 97 Year 97: 0; 98 Year 98: 0; 99 Year 99: 0; 100 Year 100: 0; 101 Year 101: 0; 102 Year 102: 0; 103 Year 103: 0; 104 Year 104: 0
[19 empty] | Variable capex | Input | £000s | 1 Year 1: 0; 2 Year 2: 0; 3 Year 3: 0; 4 Year 4: 0; 5 Year 5: 0; 6 Year 6: 0; 7 Year 7: 0; 8 Year 8: 0; 9 Year 9: 0; 10 Year 10: 0; 11 Year 11: 0; 12 Year 12: 0; 13 Year 13: 0; 14 Year 14: 0; 15 Year 15: 0; 16 Year 16: 0; 17 Year 17: 0; 18 Year 18: 0; 19 Year 19: 0; 20 Year 20: 0; 21 Year 21: 0; 22 Year 22: 0; 23 Year 23: 0; 24 Year 24: 0; 25 Year 25: 0; 26 Year 26: 0; 27 Year 27: 0; 28 Year 28: 0; 29 Year 29: 0; 30 Year 30: 0; 81 Year 81: 0; 82 Year 82: 0; 83 Year 83: 0; 84 Year 84: 0; 85 Year 85: 0; 86 Year 86: 0; 87 Year 87: 0; 88 Year 88: 0; 89 Year 89: 0; 90 Year 90: 0; 91 Year 91: 0; 92 Year 92: 0; 93 Year 93: 0; 94 Year 94: 0; 95 Year 95: 0; 96 Year 96: 0; 97 Year 97: 0; 98 Year 98: 0; 99 Year 99: 0; 100 Year 100: 0; 101 Year 101: 0; 102 Year 102: 0; 103 Year 103: 0; 104 Year 104: 0
[19 empty] | Financing costs | Input | £000s | 1 Year 1: 0.34972; 2 Year 2: 0.34972; 3 Year 3: 0.34972; 4 Year 4: 0.34972; 5 Year 5: 0.34972; 6 Year 6: 0.34972; 7 Year 7: 0.34972; 8 Year 8: 0.34972; 9 Year 9: 0.34972; 10 Year 10: 0.34972; 11 Year 11: 0.34972; 12 Year 12: 0.34972; 13 Year 13: 0.34972; 14 Year 14: 0.34972; 15 Year 15: 0.34972; 16 Year 16: 0.34972; 17 Year 17: 0.34972; 18 Year 18: 0.34972; 19 Year 19: 0.34972; 20 Year 20: 0.34972; 21 Year 21: 0.34972; 22 Year 22: 0.34972; 23 Year 23: 0.34972; 24 Year 24: 0.34972; 25 Year 25: 0.34972; 26 Year 26: 0.34972; 27 Year 27: 0.34972; 28 Year 28: 0.34972; 29 Year 29: 0.34972; 30 Year 30: 0.34972
[19 empty] | Fixed opex | Input | £000s | 1 Year 1: 0; 2 Year 2: 0; 3 Year 3: 0; 4 Year 4: 0; 5 Year 5: 0; 6 Year 6: 0; 7 Year 7: 0; 8 Year 8: 0; 9 Year 9: 0; 10 Year 10: 0; 11 Year 11: 0; 12 Year 12: 0; 13 Year 13: 0; 14 Year 14: 0; 15 Year 15: 0; 16 Year 16: 0; 17 Year 17: 0; 18 Year 18: 0; 19 Year 19: 0; 20 Year 20: 0; 21 Year 21: 0; 22 Year 22: 0; 23 Year 23: 0; 24 Year 24: 0; 25 Year 25: 0; 26 Year 26: 0; 27 Year 27: 0; 28 Year 28: 0; 29 Year 29: 0; 30 Year 30: 0; 81 Year 81: 0; 82 Year 82: 0; 83 Year 83: 0; 84 Year 84: 0; 85 Year 85: 0; 86 Year 86: 0; 87 Year 87: 0; 88 Year 88: 0; 89 Year 89: 0; 90 Year 90: 0; 91 Year 91: 0; 92 Year 92: 0; 93 Year 93: 0; 94 Year 94: 0; 95 Year 95: 0; 96 Year 96: 0; 97 Year 97: 0; 98 Year 98: 0; 99 Year 99: 0; 100 Year 100: 0; 101 Year 101: 0; 102 Year 102: 0; 103 Year 103: 0; 104 Year 104: 0
[19 empty] | Variable opex | Input | £000s | 1 Year 1: 0; 2 Year 2: 0; 3 Year 3: 0; 4 Year 4: 0; 5 Year 5: 0; 6 Year 6: 0; 7 Year 7: 0; 8 Year 8: 0; 9 Year 9: 0; 10 Year 10: 0; 11 Year 11: 0; 12 Year 12: 0; 13 Year 13: 0; 14 Year 14: 0; 15 Year 15: 0; 16 Year 16: 0; 17 Year 17: 0; 18 Year 18: 0; 19 Year 19: 0; 20 Year 20: 0; 21 Year 21: 0; 22 Year 22: 0; 23 Year 23: 0; 24 Year 24: 0; 25 Year 25: 0; 26 Year 26: 0; 27 Year 27: 0; 28 Year 28: 0; 29 Year 29: 0; 30 Year 30: 0; 81 Year 81: 0; 82 Year 82: 0; 83 Year 83: 0; 84 Year 84: 0; 85 Year 85: 0; 86 Year 86: 0; 87 Year 87: 0; 88 Year 88: 0; 89 Year 89: 0; 90 Year 90: 0; 91 Year 91: 0; 92 Year 92: 0; 93 Year 93: 0; 94 Year 94: 0; 95 Year 95: 0; 96 Year 96: 0; 97 Year 97: 0; 98 Year 98: 0; 99 Year 99: 0; 100 Year 100: 0; 101 Year 101: 0; 102 Year 102: 0; 103 Year 103: 0; 104 Year 104: 0
[19 empty] | Opex savings | Input | £000s | 1 Year 1: 0; 2 Year 2: 0; 3 Year 3: 0; 4 Year 4: 0; 5 Year 5: 0; 6 Year 6: 0; 7 Year 7: 0; 8 Year 8: 0; 9 Year 9: 0; 10 Year 10: 0; 11 Year 11: 0; 12 Year 12: 0; 13 Year 13: 0; 14 Year 14: 0; 15 Year 15: 0; 16 Year 16: 0; 17 Year 17: 0; 18 Year 18: 0; 19 Year 19: 0; 20 Year 20: 0; 21 Year 21: 0; 22 Year 22: 0; 23 Year 23: 0; 24 Year 24: 0; 25 Year 25: 0; 26 Year 26: 0; 27 Year 27: 0; 28 Year 28: 0; 29 Year 29: 0; 30 Year 30: 0; 81 Year 81: 0; 82 Year 82: 0; 83 Year 83: 0; 84 Year 84: 0; 85 Year 85: 0; 86 Year 86: 0; 87 Year 87: 0; 88 Year 88: 0; 89 Year 89: 0; 90 Year 90: 0; 91 Year 91: 0; 92 Year 92: 0; 93 Year 93: 0; 94 Year 94: 0; 95 Year 95: 0; 96 Year 96: 0; 97 Year 97: 0; 98 Year 98: 0; 99 Year 99: 0; 100 Year 100: 0; 101 Year 101: 0; 102 Year 102: 0; 103 Year 103: 0; 104 Year 104: 0
[19 empty] | Fixed env & social | Input | £000s | 1 Year 1: 0; 2 Year 2: 0; 3 Year 3: 0; 4 Year 4: 0; 5 Year 5: 0; 6 Year 6: 0; 7 Year 7: 0; 8 Year 8: 0; 9 Year 9: 0; 10 Year 10: 0; 11 Year 11: 0; 12 Year 12: 0; 13 Year 13: 0; 14 Year 14: 0; 15 Year 15: 0; 16 Year 16: 0; 17 Year 17: 0; 18 Year 18: 0; 19 Year 19: 0; 20 Year 20: 0; 21 Year 21: 0; 22 Year 22: 0; 23 Year 23: 0; 24 Year 24: 0; 25 Year 25: 0; 26 Year 26: 0; 27 Year 27: 0; 28 Year 28: 0; 29 Year 29: 0; 30 Year 30: 0; 81 Year 81: 0; 82 Year 82: 0; 83 Year 83: 0; 84 Year 84: 0; 85 Year 85: 0; 86 Year 86: 0; 87 Year 87: 0; 88 Year 88: 0; 89 Year 89: 0; 90 Year 90: 0; 91 Year 91: 0; 92 Year 92: 0; 93 Year 93: 0; 94 Year 94: 0; 95 Year 95: 0; 96 Year 96: 0; 97 Year 97: 0; 98 Year 98: 0; 99 Year 99: 0; 100 Year 100: 0; 101 Year 101: 0; 102 Year 102: 0; 103 Year 103: 0; 104 Year 104: 0
[19 empty] | Variable env & social | Input | £000s | 1 Year 1: 0; 2 Year 2: 0; 3 Year 3: 0; 4 Year 4: 0; 5 Year 5: 0; 6 Year 6: 0; 7 Year 7: 0; 8 Year 8: 0; 9 Year 9: 0; 10 Year 10: 0; 11 Year 11: 0; 12 Year 12: 0; 13 Year 13: 0; 14 Year 14: 0; 15 Year 15: 0; 16 Year 16: 0; 17 Year 17: 0; 18 Year 18: 0; 19 Year 19: 0; 20 Year 20: 0; 21 Year 21: 0; 22 Year 22: 0; 23 Year 23: 0; 24 Year 24: 0; 25 Year 25: 0; 26 Year 26: 0; 27 Year 27: 0; 28 Year 28: 0; 29 Year 29: 0; 30 Year 30: 0; 81 Year 81: 0; 82 Year 82: 0; 83 Year 83: 0; 84 Year 84: 0; 85 Year 85: 0; 86 Year 86: 0; 87 Year 87: 0; 88 Year 88: 0; 89 Year 89: 0; 90 Year 90: 0; 91 Year 91: 0; 92 Year 92: 0; 93 Year 93: 0; 94 Year 94: 0; 95 Year 95: 0; 96 Year 96: 0; 97 Year 97: 0; 98 Year 98: 0; 99 Year 99: 0; 100 Year 100: 0; 101 Year 101: 0; 102 Year 102: 0; 103 Year 103: 0; 104 Year 104: 0
[19 empty] | Fixed carbon costs | Input | £000s | 1 Year 1: 0; 2 Year 2: 0; 3 Year 3: 0; 4 Year 4: 0; 5 Year 5: 0; 6 Year 6: 0; 7 Year 7: 0; 8 Year 8: 0; 9 Year 9: 0; 10 Year 10: 0; 11 Year 11: 0; 12 Year 12: 0; 13 Year 13: 0; 14 Year 14: 0; 15 Year 15: 0; 16 Year 16: 0; 17 Year 17: 0; 18 Year 18: 0; 19 Year 19: 0; 20 Year 20: 0; 21 Year 21: 0; 22 Year 22: 0; 23 Year 23: 0; 24 Year 24: 0; 25 Year 25: 0; 26 Year 26: 0; 27 Year 27: 0; 28 Year 28: 0; 29 Year 29: 0; 30 Year 30: 0; 81 Year 81: 0; 82 Year 82: 0; 83 Year 83: 0; 84 Year 84: 0; 85 Year 85: 0; 86 Year 86: 0; 87 Year 87: 0; 88 Year 88: 0; 89 Year 89: 0; 90 Year 90: 0; 91 Year 91: 0; 92 Year 92: 0; 93 Year 93: 0; 94 Year 94: 0; 95 Year 95: 0; 96 Year 96: 0; 97 Year 97: 0; 98 Year 98: 0; 99 Year 99: 0; 100 Year 100: 0; 101 Year 101: 0; 102 Year 102: 0; 103 Year 103: 0; 104 Year 104: 0
[19 empty] | Variable carbon costs | Input | £000s | 1 Year 1: 0; 2 Year 2: 0; 3 Year 3: 0; 4 Year 4: 0; 5 Year 5: 0; 6 Year 6: 0; 7 Year 7: 0; 8 Year 8: 0; 9 Year 9: 0; 10 Year 10: 0; 11 Year 11: 0; 12 Year 12: 0; 13 Year 13: 0; 14 Year 14: 0; 15 Year 15: 0; 16 Year 16: 0; 17 Year 17: 0; 18 Year 18: 0; 19 Year 19: 0; 20 Year 20: 0; 21 Year 21: 0; 22 Year 22: 0; 23 Year 23: 0; 24 Year 24: 0; 25 Year 25: 0; 26 Year 26: 0; 27 Year 27: 0; 28 Year 28: 0; 29 Year 29: 0; 30 Year 30: 0; 81 Year 81: 0; 82 Year 82: 0; 83 Year 83: 0; 84 Year 84: 0; 85 Year 85: 0; 86 Year 86: 0; 87 Year 87: 0; 88 Year 88: 0; 89 Year 89: 0; 90 Year 90: 0; 91 Year 91: 0; 92 Year 92: 0; 93 Year 93: 0; 94 Year 94: 0; 95 Year 95: 0; 96 Year 96: 0; 97 Year 97: 0; 98 Year 98: 0; 99 Year 99: 0; 100 Year 100: 0; 101 Year 101: 0; 102 Year 102: 0; 103 Year 103: 0; 104 Year 104: 0
[19 empty] | Customer willingness to pay | Input | £000s | 1 Year 1: 72.8214; 2 Year 2: 72.8214; 3 Year 3: 72.8214; 4 Year 4: 72.8214; 5 Year 5: 72.8214; 6 Year 6: 72.8214; 7 Year 7: 72.8214; 8 Year 8: 72.8214; 9 Year 9: 72.8214; 10 Year 10: 72.8214; 11 Year 11: 72.8214; 12 Year 12: 72.8214; 13 Year 13: 72.8214; 14 Year 14: 72.8214; 15 Year 15: 72.8214; 16 Year 16: 72.8214; 17 Year 17: 72.8214; 18 Year 18: 72.8214; 19 Year 19: 72.8214; 20 Year 20: 72.8214; 21 Year 21: 72.8214; 22 Year 22: 72.8214; 23 Year 23: 72.8214; 24 Year 24: 72.8214; 25 Year 25: 72.8214; 26 Year 26: 72.8214; 27 Year 27: 72.8214; 28 Year 28: 72.8214; 29 Year 29: 72.8214; 30 Year 30: 72.8214; 81 Year 81: 0; 82 Year 82: 0; 83 Year 83: 0; 84 Year 84: 0; 85 Year 85: 0; 86 Year 86: 0; 87 Year 87: 0; 88 Year 88: 0; 89 Year 89: 0; 90 Year 90: 0; 91 Year 91: 0; 92 Year 92: 0; 93 Year 93: 0; 94 Year 94: 0; 95 Year 95: 0; 96 Year 96: 0; 97 Year 97: 0; 98 Year 98: 0; 99 Year 99: 0; 100 Year 100: 0; 101 Year 101: 0; 102 Year 102: 0; 103 Year 103: 0; 104 Year 104: 0
[19 empty] | Total | Sum of above (excl WAFU) | £000s | 85.2304 | 73.1711 | 73.1711 | 73.1711 | 73.1711 | 73.1711 | 73.1711 | 73.1711 | 73.1711 | 73.1711 | 73.1711 | 73.1711 | 73.1711 | 73.1711 | 73.1711 | 73.1711 | 73.1711 | 73.1711 | 73.1711 | 73.1711 | 73.1711 | 73.1711 | 73.1711 | 73.1711 | 73.1711 | 73.1711 | 73.1711 | 73.1711 | 73.1711 | 73.1711 | 0 | 0 | 0 | 0 | 0 | 0 | 0 | 0 | 0 | 0 | 0 | 0 | 0 | 0 | 0 | 0 | 0 | 0 | 0 | 0 | 0 | 0 | 0 | 0 | 0 | 0 | 0 | 0 | 0 | 0 | 0 | 0 | 0 | 0 | 0 | 0 | 0 | 0 | 0 | 0 | 0 | 0 | 0 | 0 | 0 | 0 | 0 | 0 | 0 | 0 | 0 | 0 | 0 | 0 | 0 | 0 | 0 | 0 | 0 | 0 | 0 | 0 | 0 | 0 | 0 | 0 | 0 | 0 | 0 | 0 | 0 | 0 | 0 | 0
58.1x | WE009-TY | Tap Inserts (Solicited) | Other water efficiency | N | 2020-21 | Capacity | 0.0027038 | 18.7861 | 11.3785 | 0 | 0 | 0 | 1386.2104 | 1397.5889 | 60.5684 | 7439.4696 | 4 | 4 | Gains in WAFU / Savings in demand | Input | Ml/d | 1 Year 1: 0.0027038; 2 Year 2: 0.0027038; 3 Year 3: 0.0027038; 4 Year 4: 0.0027038; 5 Year 5: 0.0027038; 6 Year 6: 0.0027038; 7 Year 7: 0.0027038; 8 Year 8: 0.0027038; 9 Year 9: 0.0027038; 10 Year 10: 0.0027038; 11 Year 11: 0.0027038; 12 Year 12: 0.0027038; 13 Year 13: 0.0027038; 14 Year 14: 0.0027038; 15 Year 15: 0.0027038; 16 Year 16: 0.0027038; 17 Year 17: 0.0027038; 18 Year 18: 0.0027038; 19 Year 19: 0.0027038; 20 Year 20: 0.0027038; 21 Year 21: 0.0027038; 22 Year 22: 0.0027038; 23 Year 23: 0.0027038; 24 Year 24: 0.0027038; 25 Year 25: 0.0027038; 26 Year 26: 0.0027038; 27 Year 27: 0.0027038; 28 Year 28: 0.0027038; 29 Year 29: 0.0027038; 30 Year 30: 0.0027038; 81 Year 81: 0; 82 Year 82: 0; 83 Year 83: 0; 84 Year 84: 0; 85 Year 85: 0; 86 Year 86: 0; 87 Year 87: 0; 88 Year 88: 0; 89 Year 89: 0; 90 Year 90: 0; 91 Year 91: 0; 92 Year 92: 0; 93 Year 93: 0; 94 Year 94: 0; 95 Year 95: 0; 96 Year 96: 0; 97 Year 97: 0; 98 Year 98: 0; 99 Year 99: 0; 100 Year 100: 0; 101 Year 101: 0; 102 Year 102: 0; 103 Year 103: 0; 104 Year 104: 0
[19 empty] | Fixed capex | Input | £000s | 1 Year 1: 7.3313; 2 Year 2: 0; 3 Year 3: 0; 4 Year 4: 0; 5 Year 5: 0; 6 Year 6: 0; 7 Year 7: 0; 8 Year 8: 0; 9 Year 9: 0; 10 Year 10: 0; 11 Year 11: 0; 12 Year 12: 0; 13 Year 13: 0; 14 Year 14: 0; 15 Year 15: 0; 16 Year 16: 0; 17 Year 17: 0; 18 Year 18: 0; 19 Year 19: 0; 20 Year 20: 0; 21 Year 21: 0; 22 Year 22: 0; 23 Year 23: 0; 24 Year 24: 0; 25 Year 25: 0; 26 Year 26: 0; 27 Year 27: 0; 28 Year 28: 0; 29 Year 29: 0; 30 Year 30: 0; 81 Year 81: 0; 82 Year 82: 0; 83 Year 83: 0; 84 Year 84: 0; 85 Year 85: 0; 86 Year 86: 0; 87 Year 87: 0; 88 Year 88: 0; 89 Year 89: 0; 90 Year 90: 0; 91 Year 91: 0; 92 Year 92: 0; 93 Year 93: 0; 94 Year 94: 0; 95 Year 95: 0; 96 Year 96: 0; 97 Year 97: 0; 98 Year 98: 0; 99 Year 99: 0; 100 Year 100: 0; 101 Year 101: 0; 102 Year 102: 0; 103 Year 103: 0; 104 Year 104: 0
[19 empty] | Variable capex | Input | £000s | 1 Year 1: 0; 2 Year 2: 0; 3 Year 3: 0; 4 Year 4: 0; 5 Year 5: 0; 6 Year 6: 0; 7 Year 7: 0; 8 Year 8: 0; 9 Year 9: 0; 10 Year 10: 0; 11 Year 11: 0; 12 Year 12: 0; 13 Year 13: 0; 14 Year 14: 0; 15 Year 15: 0; 16 Year 16: 0; 17 Year 17: 0; 18 Year 18: 0; 19 Year 19: 0; 20 Year 20: 0; 21 Year 21: 0; 22 Year 22: 0; 23 Year 23: 0; 24 Year 24: 0; 25 Year 25: 0; 26 Year 26: 0; 27 Year 27: 0; 28 Year 28: 0; 29 Year 29: 0; 30 Year 30: 0; 81 Year 81: 0; 82 Year 82: 0; 83 Year 83: 0; 84 Year 84: 0; 85 Year 85: 0; 86 Year 86: 0; 87 Year 87: 0; 88 Year 88: 0; 89 Year 89: 0; 90 Year 90: 0; 91 Year 91: 0; 92 Year 92: 0; 93 Year 93: 0; 94 Year 94: 0; 95 Year 95: 0; 96 Year 96: 0; 97 Year 97: 0; 98 Year 98: 0; 99 Year 99: 0; 100 Year 100: 0; 101 Year 101: 0; 102 Year 102: 0; 103 Year 103: 0; 104 Year 104: 0
[19 empty] | Financing costs | Input | £000s | 1 Year 1: 0.21261; 2 Year 2: 0.21261; 3 Year 3: 0.21261; 4 Year 4: 0.21261; 5 Year 5: 0.21261; 6 Year 6: 0.21261; 7 Year 7: 0.21261; 8 Year 8: 0.21261; 9 Year 9: 0.21261; 10 Year 10: 0.21261; 11 Year 11: 0.21261; 12 Year 12: 0.21261; 13 Year 13: 0.21261; 14 Year 14: 0.21261; 15 Year 15: 0.21261; 16 Year 16: 0.21261; 17 Year 17: 0.21261; 18 Year 18: 0.21261; 19 Year 19: 0.21261; 20 Year 20: 0.21261; 21 Year 21: 0.21261; 22 Year 22: 0.21261; 23 Year 23: 0.21261; 24 Year 24: 0.21261; 25 Year 25: 0.21261; 26 Year 26: 0.21261; 27 Year 27: 0.21261; 28 Year 28: 0.21261; 29 Year 29: 0.21261; 30 Year 30: 0.21261
[19 empty] | Fixed opex | Input | £000s | 1 Year 1: 0; 2 Year 2: 0; 3 Year 3: 0; 4 Year 4: 0; 5 Year 5: 0; 6 Year 6: 0; 7 Year 7: 0; 8 Year 8: 0; 9 Year 9: 0; 10 Year 10: 0; 11 Year 11: 0; 12 Year 12: 0; 13 Year 13: 0; 14 Year 14: 0; 15 Year 15: 0; 16 Year 16: 0; 17 Year 17: 0; 18 Year 18: 0; 19 Year 19: 0; 20 Year 20: 0; 21 Year 21: 0; 22 Year 22: 0; 23 Year 23: 0; 24 Year 24: 0; 25 Year 25: 0; 26 Year 26: 0; 27 Year 27: 0; 28 Year 28: 0; 29 Year 29: 0; 30 Year 30: 0; 81 Year 81: 0; 82 Year 82: 0; 83 Year 83: 0; 84 Year 84: 0; 85 Year 85: 0; 86 Year 86: 0; 87 Year 87: 0; 88 Year 88: 0; 89 Year 89: 0; 90 Year 90: 0; 91 Year 91: 0; 92 Year 92: 0; 93 Year 93: 0; 94 Year 94: 0; 95 Year 95: 0; 96 Year 96: 0; 97 Year 97: 0; 98 Year 98: 0; 99 Year 99: 0; 100 Year 100: 0; 101 Year 101: 0; 102 Year 102: 0; 103 Year 103: 0; 104 Year 104: 0
[19 empty] | Variable opex | Input | £000s | 1 Year 1: 0; 2 Year 2: 0; 3 Year 3: 0; 4 Year 4: 0; 5 Year 5: 0; 6 Year 6: 0; 7 Year 7: 0; 8 Year 8: 0; 9 Year 9: 0; 10 Year 10: 0; 11 Year 11: 0; 12 Year 12: 0; 13 Year 13: 0; 14 Year 14: 0; 15 Year 15: 0; 16 Year 16: 0; 17 Year 17: 0; 18 Year 18: 0; 19 Year 19: 0; 20 Year 20: 0; 21 Year 21: 0; 22 Year 22: 0; 23 Year 23: 0; 24 Year 24: 0; 25 Year 25: 0; 26 Year 26: 0; 27 Year 27: 0; 28 Year 28: 0; 29 Year 29: 0; 30 Year 30: 0; 81 Year 81: 0; 82 Year 82: 0; 83 Year 83: 0; 84 Year 84: 0; 85 Year 85: 0; 86 Year 86: 0; 87 Year 87: 0; 88 Year 88: 0; 89 Year 89: 0; 90 Year 90: 0; 91 Year 91: 0; 92 Year 92: 0; 93 Year 93: 0; 94 Year 94: 0; 95 Year 95: 0; 96 Year 96: 0; 97 Year 97: 0; 98 Year 98: 0; 99 Year 99: 0; 100 Year 100: 0; 101 Year 101: 0; 102 Year 102: 0; 103 Year 103: 0; 104 Year 104: 0
[19 empty] | Opex savings | Input | £000s | 1 Year 1: 0; 2 Year 2: 0; 3 Year 3: 0; 4 Year 4: 0; 5 Year 5: 0; 6 Year 6: 0; 7 Year 7: 0; 8 Year 8: 0; 9 Year 9: 0; 10 Year 10: 0; 11 Year 11: 0; 12 Year 12: 0; 13 Year 13: 0; 14 Year 14: 0; 15 Year 15: 0; 16 Year 16: 0; 17 Year 17: 0; 18 Year 18: 0; 19 Year 19: 0; 20 Year 20: 0; 21 Year 21: 0; 22 Year 22: 0; 23 Year 23: 0; 24 Year 24: 0; 25 Year 25: 0; 26 Year 26: 0; 27 Year 27: 0; 28 Year 28: 0; 29 Year 29: 0; 30 Year 30: 0; 81 Year 81: 0; 82 Year 82: 0; 83 Year 83: 0; 84 Year 84: 0; 85 Year 85: 0; 86 Year 86: 0; 87 Year 87: 0; 88 Year 88: 0; 89 Year 89: 0; 90 Year 90: 0; 91 Year 91: 0; 92 Year 92: 0; 93 Year 93: 0; 94 Year 94: 0; 95 Year 95: 0; 96 Year 96: 0; 97 Year 97: 0; 98 Year 98: 0; 99 Year 99: 0; 100 Year 100: 0; 101 Year 101: 0; 102 Year 102: 0; 103 Year 103: 0; 104 Year 104: 0
[19 empty] | Fixed env & social | Input | £000s | 1 Year 1: 0; 2 Year 2: 0; 3 Year 3: 0; 4 Year 4: 0; 5 Year 5: 0; 6 Year 6: 0; 7 Year 7: 0; 8 Year 8: 0; 9 Year 9: 0; 10 Year 10: 0; 11 Year 11: 0; 12 Year 12: 0; 13 Year 13: 0; 14 Year 14: 0; 15 Year 15: 0; 16 Year 16: 0; 17 Year 17: 0; 18 Year 18: 0; 19 Year 19: 0; 20 Year 20: 0; 21 Year 21: 0; 22 Year 22: 0; 23 Year 23: 0; 24 Year 24: 0; 25 Year 25: 0; 26 Year 26: 0; 27 Year 27: 0; 28 Year 28: 0; 29 Year 29: 0; 30 Year 30: 0; 81 Year 81: 0; 82 Year 82: 0; 83 Year 83: 0; 84 Year 84: 0; 85 Year 85: 0; 86 Year 86: 0; 87 Year 87: 0; 88 Year 88: 0; 89 Year 89: 0; 90 Year 90: 0; 91 Year 91: 0; 92 Year 92: 0; 93 Year 93: 0; 94 Year 94: 0; 95 Year 95: 0; 96 Year 96: 0; 97 Year 97: 0; 98 Year 98: 0; 99 Year 99: 0; 100 Year 100: 0; 101 Year 101: 0; 102 Year 102: 0; 103 Year 103: 0; 104 Year 104: 0
[19 empty] | Variable env & social | Input | £000s | 1 Year 1: 0; 2 Year 2: 0; 3 Year 3: 0; 4 Year 4: 0; 5 Year 5: 0; 6 Year 6: 0; 7 Year 7: 0; 8 Year 8: 0; 9 Year 9: 0; 10 Year 10: 0; 11 Year 11: 0; 12 Year 12: 0; 13 Year 13: 0; 14 Year 14: 0; 15 Year 15: 0; 16 Year 16: 0; 17 Year 17: 0; 18 Year 18: 0; 19 Year 19: 0; 20 Year 20: 0; 21 Year 21: 0; 22 Year 22: 0; 23 Year 23: 0; 24 Year 24: 0; 25 Year 25: 0; 26 Year 26: 0; 27 Year 27: 0; 28 Year 28: 0; 29 Year 29: 0; 30 Year 30: 0; 81 Year 81: 0; 82 Year 82: 0; 83 Year 83: 0; 84 Year 84: 0; 85 Year 85: 0; 86 Year 86: 0; 87 Year 87: 0; 88 Year 88: 0; 89 Year 89: 0; 90 Year 90: 0; 91 Year 91: 0; 92 Year 92: 0; 93 Year 93: 0; 94 Year 94: 0; 95 Year 95: 0; 96 Year 96: 0; 97 Year 97: 0; 98 Year 98: 0; 99 Year 99: 0; 100 Year 100: 0; 101 Year 101: 0; 102 Year 102: 0; 103 Year 103: 0; 104 Year 104: 0
[19 empty] | Fixed carbon costs | Input | £000s | 1 Year 1: 0; 2 Year 2: 0; 3 Year 3: 0; 4 Year 4: 0; 5 Year 5: 0; 6 Year 6: 0; 7 Year 7: 0; 8 Year 8: 0; 9 Year 9: 0; 10 Year 10: 0; 11 Year 11: 0; 12 Year 12: 0; 13 Year 13: 0; 14 Year 14: 0; 15 Year 15: 0; 16 Year 16: 0; 17 Year 17: 0; 18 Year 18: 0; 19 Year 19: 0; 20 Year 20: 0; 21 Year 21: 0; 22 Year 22: 0; 23 Year 23: 0; 24 Year 24: 0; 25 Year 25: 0; 26 Year 26: 0; 27 Year 27: 0; 28 Year 28: 0; 29 Year 29: 0; 30 Year 30: 0; 81 Year 81: 0; 82 Year 82: 0; 83 Year 83: 0; 84 Year 84: 0; 85 Year 85: 0; 86 Year 86: 0; 87 Year 87: 0; 88 Year 88: 0; 89 Year 89: 0; 90 Year 90: 0; 91 Year 91: 0; 92 Year 92: 0; 93 Year 93: 0; 94 Year 94: 0; 95 Year 95: 0; 96 Year 96: 0; 97 Year 97: 0; 98 Year 98: 0; 99 Year 99: 0; 100 Year 100: 0; 101 Year 101: 0; 102 Year 102: 0; 103 Year 103: 0; 104 Year 104: 0
[19 empty] | Variable carbon costs | Input | £000s | 1 Year 1: 0; 2 Year 2: 0; 3 Year 3: 0; 4 Year 4: 0; 5 Year 5: 0; 6 Year 6: 0; 7 Year 7: 0; 8 Year 8: 0; 9 Year 9: 0; 10 Year 10: 0; 11 Year 11: 0; 12 Year 12: 0; 13 Year 13: 0; 14 Year 14: 0; 15 Year 15: 0; 16 Year 16: 0; 17 Year 17: 0; 18 Year 18: 0; 19 Year 19: 0; 20 Year 20: 0; 21 Year 21: 0; 22 Year 22: 0; 23 Year 23: 0; 24 Year 24: 0; 25 Year 25: 0; 26 Year 26: 0; 27 Year 27: 0; 28 Year 28: 0; 29 Year 29: 0; 30 Year 30: 0; 81 Year 81: 0; 82 Year 82: 0; 83 Year 83: 0; 84 Year 84: 0; 85 Year 85: 0; 86 Year 86: 0; 87 Year 87: 0; 88 Year 88: 0; 89 Year 89: 0; 90 Year 90: 0; 91 Year 91: 0; 92 Year 92: 0; 93 Year 93: 0; 94 Year 94: 0; 95 Year 95: 0; 96 Year 96: 0; 97 Year 97: 0; 98 Year 98: 0; 99 Year 99: 0; 100 Year 100: 0; 101 Year 101: 0; 102 Year 102: 0; 103 Year 103: 0; 104 Year 104: 0
[19 empty] | Customer willingness to pay | Input | £000s | 1 Year 1: 72.8214; 2 Year 2: 72.8214; 3 Year 3: 72.8214; 4 Year 4: 72.8214; 5 Year 5: 72.8214; 6 Year 6: 72.8214; 7 Year 7: 72.8214; 8 Year 8: 72.8214; 9 Year 9: 72.8214; 10 Year 10: 72.8214; 11 Year 11: 72.8214; 12 Year 12: 72.8214; 13 Year 13: 72.8214; 14 Year 14: 72.8214; 15 Year 15: 72.8214; 16 Year 16: 72.8214; 17 Year 17: 72.8214; 18 Year 18: 72.8214; 19 Year 19: 72.8214; 20 Year 20: 72.8214; 21 Year 21: 72.8214; 22 Year 22: 72.8214; 23 Year 23: 72.8214; 24 Year 24: 72.8214; 25 Year 25: 72.8214; 26 Year 26: 72.8214; 27 Year 27: 72.8214; 28 Year 28: 72.8214; 29 Year 29: 72.8214; 30 Year 30: 72.8214; 81 Year 81: 0; 82 Year 82: 0; 83 Year 83: 0; 84 Year 84: 0; 85 Year 85: 0; 86 Year 86: 0; 87 Year 87: 0; 88 Year 88: 0; 89 Year 89: 0; 90 Year 90: 0; 91 Year 91: 0; 92 Year 92: 0; 93 Year 93: 0; 94 Year 94: 0; 95 Year 95: 0; 96 Year 96: 0; 97 Year 97: 0; 98 Year 98: 0; 99 Year 99: 0; 100 Year 100: 0; 101 Year 101: 0; 102 Year 102: 0; 103 Year 103: 0; 104 Year 104: 0
[19 empty] | Total | Sum of above (excl WAFU) | £000s | 80.3653 | 73.034 | 73.034 | 73.034 | 73.034 | 73.034 | 73.034 | 73.034 | 73.034 | 73.034 | 73.034 | 73.034 | 73.034 | 73.034 | 73.034 | 73.034 | 73.034 | 73.034 | 73.034 | 73.034 | 73.034 | 73.034 | 73.034 | 73.034 | 73.034 | 73.034 | 73.034 | 73.034 | 73.034 | 73.034 | 0 | 0 | 0 | 0 | 0 | 0 | 0 | 0 | 0 | 0 | 0 | 0 | 0 | 0 | 0 | 0 | 0 | 0 | 0 | 0 | 0 | 0 | 0 | 0 | 0 | 0 | 0 | 0 | 0 | 0 | 0 | 0 | 0 | 0 | 0 | 0 | 0 | 0 | 0 | 0 | 0 | 0 | 0 | 0 | 0 | 0 | 0 | 0 | 0 | 0 | 0 | 0 | 0 | 0 | 0 | 0 | 0 | 0 | 0 | 0 | 0 | 0 | 0 | 0 | 0 | 0 | 0 | 0 | 0 | 0 | 0 | 0 | 0 | 0
58.1x | WE008-TY | Save A Flush (Unsolicited) | Cistern displacement device | N | 2020-21 | Capacity | 0.0020278 | 14.0896 | 11.5147 | 0 | 0 | 0 | 1386.2104 | 1397.7251 | 81.7249 | 9920.2597 | 4 | 4 | Gains in WAFU / Savings in demand | Input | Ml/d | 1 Year 1: 0.0020278; 2 Year 2: 0.0020278; 3 Year 3: 0.0020278; 4 Year 4: 0.0020278; 5 Year 5: 0.0020278; 6 Year 6: 0.0020278; 7 Year 7: 0.0020278; 8 Year 8: 0.0020278; 9 Year 9: 0.0020278; 10 Year 10: 0.0020278; 11 Year 11: 0.0020278; 12 Year 12: 0.0020278; 13 Year 13: 0.0020278; 14 Year 14: 0.0020278; 15 Year 15: 0.0020278; 16 Year 16: 0.0020278; 17 Year 17: 0.0020278; 18 Year 18: 0.0020278; 19 Year 19: 0.0020278; 20 Year 20: 0.0020278; 21 Year 21: 0.0020278; 22 Year 22: 0.0020278; 23 Year 23: 0.0020278; 24 Year 24: 0.0020278; 25 Year 25: 0.0020278; 26 Year 26: 0.0020278; 27 Year 27: 0.0020278; 28 Year 28: 0.0020278; 29 Year 29: 0.0020278; 30 Year 30: 0.0020278; 81 Year 81: 0; 82 Year 82: 0; 83 Year 83: 0; 84 Year 84: 0; 85 Year 85: 0; 86 Year 86: 0; 87 Year 87: 0; 88 Year 88: 0; 89 Year 89: 0; 90 Year 90: 0; 91 Year 91: 0; 92 Year 92: 0; 93 Year 93: 0; 94 Year 94: 0; 95 Year 95: 0; 96 Year 96: 0; 97 Year 97: 0; 98 Year 98: 0; 99 Year 99: 0; 100 Year 100: 0; 101 Year 101: 0; 102 Year 102: 0; 103 Year 103: 0; 104 Year 104: 0
[19 empty] | Fixed capex | Input | £000s | 1 Year 1: 7.4191; 2 Year 2: 0; 3 Year 3: 0; 4 Year 4: 0; 5 Year 5: 0; 6 Year 6: 0; 7 Year 7: 0; 8 Year 8: 0; 9 Year 9: 0; 10 Year 10: 0; 11 Year 11: 0; 12 Year 12: 0; 13 Year 13: 0; 14 Year 14: 0; 15 Year 15: 0; 16 Year 16: 0; 17 Year 17: 0; 18 Year 18: 0; 19 Year 19: 0; 20 Year 20: 0; 21 Year 21: 0; 22 Year 22: 0; 23 Year 23: 0; 24 Year 24: 0; 25 Year 25: 0; 26 Year 26: 0; 27 Year 27: 0; 28 Year 28: 0; 29 Year 29: 0; 30 Year 30: 0; 81 Year 81: 0; 82 Year 82: 0; 83 Year 83: 0; 84 Year 84: 0; 85 Year 85: 0; 86 Year 86: 0; 87 Year 87: 0; 88 Year 88: 0; 89 Year 89: 0; 90 Year 90: 0; 91 Year 91: 0; 92 Year 92: 0; 93 Year 93: 0; 94 Year 94: 0; 95 Year 95: 0; 96 Year 96: 0; 97 Year 97: 0; 98 Year 98: 0; 99 Year 99: 0; 100 Year 100: 0; 101 Year 101: 0; 102 Year 102: 0; 103 Year 103: 0; 104 Year 104: 0
[19 empty] | Variable capex | Input | £000s | 1 Year 1: 0; 2 Year 2: 0; 3 Year 3: 0; 4 Year 4: 0; 5 Year 5: 0; 6 Year 6: 0; 7 Year 7: 0; 8 Year 8: 0; 9 Year 9: 0; 10 Year 10: 0; 11 Year 11: 0; 12 Year 12: 0; 13 Year 13: 0; 14 Year 14: 0; 15 Year 15: 0; 16 Year 16: 0; 17 Year 17: 0; 18 Year 18: 0; 19 Year 19: 0; 20 Year 20: 0; 21 Year 21: 0; 22 Year 22: 0; 23 Year 23: 0; 24 Year 24: 0; 25 Year 25: 0; 26 Year 26: 0; 27 Year 27: 0; 28 Year 28: 0; 29 Year 29: 0; 30 Year 30: 0; 81 Year 81: 0; 82 Year 82: 0; 83 Year 83: 0; 84 Year 84: 0; 85 Year 85: 0; 86 Year 86: 0; 87 Year 87: 0; 88 Year 88: 0; 89 Year 89: 0; 90 Year 90: 0; 91 Year 91: 0; 92 Year 92: 0; 93 Year 93: 0; 94 Year 94: 0; 95 Year 95: 0; 96 Year 96: 0; 97 Year 97: 0; 98 Year 98: 0; 99 Year 99: 0; 100 Year 100: 0; 101 Year 101: 0; 102 Year 102: 0; 103 Year 103: 0; 104 Year 104: 0
[19 empty] | Financing costs | Input | £000s | 1 Year 1: 0.21515; 2 Year 2: 0.21515; 3 Year 3: 0.21515; 4 Year 4: 0.21515; 5 Year 5: 0.21515; 6 Year 6: 0.21515; 7 Year 7: 0.21515; 8 Year 8: 0.21515; 9 Year 9: 0.21515; 10 Year 10: 0.21515; 11 Year 11: 0.21515; 12 Year 12: 0.21515; 13 Year 13: 0.21515; 14 Year 14: 0.21515; 15 Year 15: 0.21515; 16 Year 16: 0.21515; 17 Year 17: 0.21515; 18 Year 18: 0.21515; 19 Year 19: 0.21515; 20 Year 20: 0.21515; 21 Year 21: 0.21515; 22 Year 22: 0.21515; 23 Year 23: 0.21515; 24 Year 24: 0.21515; 25 Year 25: 0.21515; 26 Year 26: 0.21515; 27 Year 27: 0.21515; 28 Year 28: 0.21515; 29 Year 29: 0.21515; 30 Year 30: 0.21515
[19 empty] | Fixed opex | Input | £000s | 1 Year 1: 0; 2 Year 2: 0; 3 Year 3: 0; 4 Year 4: 0; 5 Year 5: 0; 6 Year 6: 0; 7 Year 7: 0; 8 Year 8: 0; 9 Year 9: 0; 10 Year 10: 0; 11 Year 11: 0; 12 Year 12: 0; 13 Year 13: 0; 14 Year 14: 0; 15 Year 15: 0; 16 Year 16: 0; 17 Year 17: 0; 18 Year 18: 0; 19 Year 19: 0; 20 Year 20: 0; 21 Year 21: 0; 22 Year 22: 0; 23 Year 23: 0; 24 Year 24: 0; 25 Year 25: 0; 26 Year 26: 0; 27 Year 27: 0; 28 Year 28: 0; 29 Year 29: 0; 30 Year 30: 0; 81 Year 81: 0; 82 Year 82: 0; 83 Year 83: 0; 84 Year 84: 0; 85 Year 85: 0; 86 Year 86: 0; 87 Year 87: 0; 88 Year 88: 0; 89 Year 89: 0; 90 Year 90: 0; 91 Year 91: 0; 92 Year 92: 0; 93 Year 93: 0; 94 Year 94: 0; 95 Year 95: 0; 96 Year 96: 0; 97 Year 97: 0; 98 Year 98: 0; 99 Year 99: 0; 100 Year 100: 0; 101 Year 101: 0; 102 Year 102: 0; 103 Year 103: 0; 104 Year 104: 0
[19 empty] | Variable opex | Input | £000s | 1 Year 1: 0; 2 Year 2: 0; 3 Year 3: 0; 4 Year 4: 0; 5 Year 5: 0; 6 Year 6: 0; 7 Year 7: 0; 8 Year 8: 0; 9 Year 9: 0; 10 Year 10: 0; 11 Year 11: 0; 12 Year 12: 0; 13 Year 13: 0; 14 Year 14: 0; 15 Year 15: 0; 16 Year 16: 0; 17 Year 17: 0; 18 Year 18: 0; 19 Year 19: 0; 20 Year 20: 0; 21 Year 21: 0; 22 Year 22: 0; 23 Year 23: 0; 24 Year 24: 0; 25 Year 25: 0; 26 Year 26: 0; 27 Year 27: 0; 28 Year 28: 0; 29 Year 29: 0; 30 Year 30: 0; 81 Year 81: 0; 82 Year 82: 0; 83 Year 83: 0; 84 Year 84: 0; 85 Year 85: 0; 86 Year 86: 0; 87 Year 87: 0; 88 Year 88: 0; 89 Year 89: 0; 90 Year 90: 0; 91 Year 91: 0; 92 Year 92: 0; 93 Year 93: 0; 94 Year 94: 0; 95 Year 95: 0; 96 Year 96: 0; 97 Year 97: 0; 98 Year 98: 0; 99 Year 99: 0; 100 Year 100: 0; 101 Year 101: 0; 102 Year 102: 0; 103 Year 103: 0; 104 Year 104: 0
[19 empty] | Opex savings | Input | £000s | 1 Year 1: 0; 2 Year 2: 0; 3 Year 3: 0; 4 Year 4: 0; 5 Year 5: 0; 6 Year 6: 0; 7 Year 7: 0; 8 Year 8: 0; 9 Year 9: 0; 10 Year 10: 0; 11 Year 11: 0; 12 Year 12: 0; 13 Year 13: 0; 14 Year 14: 0; 15 Year 15: 0; 16 Year 16: 0; 17 Year 17: 0; 18 Year 18: 0; 19 Year 19: 0; 20 Year 20: 0; 21 Year 21: 0; 22 Year 22: 0; 23 Year 23: 0; 24 Year 24: 0; 25 Year 25: 0; 26 Year 26: 0; 27 Year 27: 0; 28 Year 28: 0; 29 Year 29: 0; 30 Year 30: 0; 81 Year 81: 0; 82 Year 82: 0; 83 Year 83: 0; 84 Year 84: 0; 85 Year 85: 0; 86 Year 86: 0; 87 Year 87: 0; 88 Year 88: 0; 89 Year 89: 0; 90 Year 90: 0; 91 Year 91: 0; 92 Year 92: 0; 93 Year 93: 0; 94 Year 94: 0; 95 Year 95: 0; 96 Year 96: 0; 97 Year 97: 0; 98 Year 98: 0; 99 Year 99: 0; 100 Year 100: 0; 101 Year 101: 0; 102 Year 102: 0; 103 Year 103: 0; 104 Year 104: 0
[19 empty] | Fixed env & social | Input | £000s | 1 Year 1: 0; 2 Year 2: 0; 3 Year 3: 0; 4 Year 4: 0; 5 Year 5: 0; 6 Year 6: 0; 7 Year 7: 0; 8 Year 8: 0; 9 Year 9: 0; 10 Year 10: 0; 11 Year 11: 0; 12 Year 12: 0; 13 Year 13: 0; 14 Year 14: 0; 15 Year 15: 0; 16 Year 16: 0; 17 Year 17: 0; 18 Year 18: 0; 19 Year 19: 0; 20 Year 20: 0; 21 Year 21: 0; 22 Year 22: 0; 23 Year 23: 0; 24 Year 24: 0; 25 Year 25: 0; 26 Year 26: 0; 27 Year 27: 0; 28 Year 28: 0; 29 Year 29: 0; 30 Year 30: 0; 81 Year 81: 0; 82 Year 82: 0; 83 Year 83: 0; 84 Year 84: 0; 85 Year 85: 0; 86 Year 86: 0; 87 Year 87: 0; 88 Year 88: 0; 89 Year 89: 0; 90 Year 90: 0; 91 Year 91: 0; 92 Year 92: 0; 93 Year 93: 0; 94 Year 94: 0; 95 Year 95: 0; 96 Year 96: 0; 97 Year 97: 0; 98 Year 98: 0; 99 Year 99: 0; 100 Year 100: 0; 101 Year 101: 0; 102 Year 102: 0; 103 Year 103: 0; 104 Year 104: 0
[19 empty] | Variable env & social | Input | £000s | 1 Year 1: 0; 2 Year 2: 0; 3 Year 3: 0; 4 Year 4: 0; 5 Year 5: 0; 6 Year 6: 0; 7 Year 7: 0; 8 Year 8: 0; 9 Year 9: 0; 10 Year 10: 0; 11 Year 11: 0; 12 Year 12: 0; 13 Year 13: 0; 14 Year 14: 0; 15 Year 15: 0; 16 Year 16: 0; 17 Year 17: 0; 18 Year 18: 0; 19 Year 19: 0; 20 Year 20: 0; 21 Year 21: 0; 22 Year 22: 0; 23 Year 23: 0; 24 Year 24: 0; 25 Year 25: 0; 26 Year 26: 0; 27 Year 27: 0; 28 Year 28: 0; 29 Year 29: 0; 30 Year 30: 0; 81 Year 81: 0; 82 Year 82: 0; 83 Year 83: 0; 84 Year 84: 0; 85 Year 85: 0; 86 Year 86: 0; 87 Year 87: 0; 88 Year 88: 0; 89 Year 89: 0; 90 Year 90: 0; 91 Year 91: 0; 92 Year 92: 0; 93 Year 93: 0; 94 Year 94: 0; 95 Year 95: 0; 96 Year 96: 0; 97 Year 97: 0; 98 Year 98: 0; 99 Year 99: 0; 100 Year 100: 0; 101 Year 101: 0; 102 Year 102: 0; 103 Year 103: 0; 104 Year 104: 0
[19 empty] | Fixed carbon costs | Input | £000s | 1 Year 1: 0; 2 Year 2: 0; 3 Year 3: 0; 4 Year 4: 0; 5 Year 5: 0; 6 Year 6: 0; 7 Year 7: 0; 8 Year 8: 0; 9 Year 9: 0; 10 Year 10: 0; 11 Year 11: 0; 12 Year 12: 0; 13 Year 13: 0; 14 Year 14: 0; 15 Year 15: 0; 16 Year 16: 0; 17 Year 17: 0; 18 Year 18: 0; 19 Year 19: 0; 20 Year 20: 0; 21 Year 21: 0; 22 Year 22: 0; 23 Year 23: 0; 24 Year 24: 0; 25 Year 25: 0; 26 Year 26: 0; 27 Year 27: 0; 28 Year 28: 0; 29 Year 29: 0; 30 Year 30: 0; 81 Year 81: 0; 82 Year 82: 0; 83 Year 83: 0; 84 Year 84: 0; 85 Year 85: 0; 86 Year 86: 0; 87 Year 87: 0; 88 Year 88: 0; 89 Year 89: 0; 90 Year 90: 0; 91 Year 91: 0; 92 Year 92: 0; 93 Year 93: 0; 94 Year 94: 0; 95 Year 95: 0; 96 Year 96: 0; 97 Year 97: 0; 98 Year 98: 0; 99 Year 99: 0; 100 Year 100: 0; 101 Year 101: 0; 102 Year 102: 0; 103 Year 103: 0; 104 Year 104: 0
[19 empty] | Variable carbon costs | Input | £000s | 1 Year 1: 0; 2 Year 2: 0; 3 Year 3: 0; 4 Year 4: 0; 5 Year 5: 0; 6 Year 6: 0; 7 Year 7: 0; 8 Year 8: 0; 9 Year 9: 0; 10 Year 10: 0; 11 Year 11: 0; 12 Year 12: 0; 13 Year 13: 0; 14 Year 14: 0; 15 Year 15: 0; 16 Year 16: 0; 17 Year 17: 0; 18 Year 18: 0; 19 Year 19: 0; 20 Year 20: 0; 21 Year 21: 0; 22 Year 22: 0; 23 Year 23: 0; 24 Year 24: 0; 25 Year 25: 0; 26 Year 26: 0; 27 Year 27: 0; 28 Year 28: 0; 29 Year 29: 0; 30 Year 30: 0; 81 Year 81: 0; 82 Year 82: 0; 83 Year 83: 0; 84 Year 84: 0; 85 Year 85: 0; 86 Year 86: 0; 87 Year 87: 0; 88 Year 88: 0; 89 Year 89: 0; 90 Year 90: 0; 91 Year 91: 0; 92 Year 92: 0; 93 Year 93: 0; 94 Year 94: 0; 95 Year 95: 0; 96 Year 96: 0; 97 Year 97: 0; 98 Year 98: 0; 99 Year 99: 0; 100 Year 100: 0; 101 Year 101: 0; 102 Year 102: 0; 103 Year 103: 0; 104 Year 104: 0
[19 empty] | Customer willingness to pay | Input | £000s | 1 Year 1: 72.8214; 2 Year 2: 72.8214; 3 Year 3: 72.8214; 4 Year 4: 72.8214; 5 Year 5: 72.8214; 6 Year 6: 72.8214; 7 Year 7: 72.8214; 8 Year 8: 72.8214; 9 Year 9: 72.8214; 10 Year 10: 72.8214; 11 Year 11: 72.8214; 12 Year 12: 72.8214; 13 Year 13: 72.8214; 14 Year 14: 72.8214; 15 Year 15: 72.8214; 16 Year 16: 72.8214; 17 Year 17: 72.8214; 18 Year 18: 72.8214; 19 Year 19: 72.8214; 20 Year 20: 72.8214; 21 Year 21: 72.8214; 22 Year 22: 72.8214; 23 Year 23: 72.8214; 24 Year 24: 72.8214; 25 Year 25: 72.8214; 26 Year 26: 72.8214; 27 Year 27: 72.8214; 28 Year 28: 72.8214; 29 Year 29: 72.8214; 30 Year 30: 72.8214; 81 Year 81: 0; 82 Year 82: 0; 83 Year 83: 0; 84 Year 84: 0; 85 Year 85: 0; 86 Year 86: 0; 87 Year 87: 0; 88 Year 88: 0; 89 Year 89: 0; 90 Year 90: 0; 91 Year 91: 0; 92 Year 92: 0; 93 Year 93: 0; 94 Year 94: 0; 95 Year 95: 0; 96 Year 96: 0; 97 Year 97: 0; 98 Year 98: 0; 99 Year 99: 0; 100 Year 100: 0; 101 Year 101: 0; 102 Year 102: 0; 103 Year 103: 0; 104 Year 104: 0
[19 empty] | Total | Sum of above (excl WAFU) | £000s | 80.4556 | 73.0365 | 73.0365 | 73.0365 | 73.0365 | 73.0365 | 73.0365 | 73.0365 | 73.0365 | 73.0365 | 73.0365 | 73.0365 | 73.0365 | 73.0365 | 73.0365 | 73.0365 | 73.0365 | 73.0365 | 73.0365 | 73.0365 | 73.0365 | 73.0365 | 73.0365 | 73.0365 | 73.0365 | 73.0365 | 73.0365 | 73.0365 | 73.0365 | 73.0365 | 0 | 0 | 0 | 0 | 0 | 0 | 0 | 0 | 0 | 0 | 0 | 0 | 0 | 0 | 0 | 0 | 0 | 0 | 0 | 0 | 0 | 0 | 0 | 0 | 0 | 0 | 0 | 0 | 0 | 0 | 0 | 0 | 0 | 0 | 0 | 0 | 0 | 0 | 0 | 0 | 0 | 0 | 0 | 0 | 0 | 0 | 0 | 0 | 0 | 0 | 0 | 0 | 0 | 0 | 0 | 0 | 0 | 0 | 0 | 0 | 0 | 0 | 0 | 0 | 0 | 0 | 0 | 0 | 0 | 0 | 0 | 0 | 0 | 0
58.1x | WE007-TY | Save A Flush (Solicited) | Cistern displacement device | N | 2020-21 | Capacity | 0.0020278 | 14.0896 | 10.9142 | 0 | 0 | 0 | 1386.2104 | 1397.1247 | 77.4631 | 9915.998 | 4 | 4 | Gains in WAFU / Savings in demand | Input | Ml/d | 1 Year 1: 0.0020278; 2 Year 2: 0.0020278; 3 Year 3: 0.0020278; 4 Year 4: 0.0020278; 5 Year 5: 0.0020278; 6 Year 6: 0.0020278; 7 Year 7: 0.0020278; 8 Year 8: 0.0020278; 9 Year 9: 0.0020278; 10 Year 10: 0.0020278; 11 Year 11: 0.0020278; 12 Year 12: 0.0020278; 13 Year 13: 0.0020278; 14 Year 14: 0.0020278; 15 Year 15: 0.0020278; 16 Year 16: 0.0020278; 17 Year 17: 0.0020278; 18 Year 18: 0.0020278; 19 Year 19: 0.0020278; 20 Year 20: 0.0020278; 21 Year 21: 0.0020278; 22 Year 22: 0.0020278; 23 Year 23: 0.0020278; 24 Year 24: 0.0020278; 25 Year 25: 0.0020278; 26 Year 26: 0.0020278; 27 Year 27: 0.0020278; 28 Year 28: 0.0020278; 29 Year 29: 0.0020278; 30 Year 30: 0.0020278; 81 Year 81: 0; 82 Year 82: 0; 83 Year 83: 0; 84 Year 84: 0; 85 Year 85: 0; 86 Year 86: 0; 87 Year 87: 0; 88 Year 88: 0; 89 Year 89: 0; 90 Year 90: 0; 91 Year 91: 0; 92 Year 92: 0; 93 Year 93: 0; 94 Year 94: 0; 95 Year 95: 0; 96 Year 96: 0; 97 Year 97: 0; 98 Year 98: 0; 99 Year 99: 0; 100 Year 100: 0; 101 Year 101: 0; 102 Year 102: 0; 103 Year 103: 0; 104 Year 104: 0
[19 empty] | Fixed capex | Input | £000s | 1 Year 1: 7.0322; 2 Year 2: 0; 3 Year 3: 0; 4 Year 4: 0; 5 Year 5: 0; 6 Year 6: 0; 7 Year 7: 0; 8 Year 8: 0; 9 Year 9: 0; 10 Year 10: 0; 11 Year 11: 0; 12 Year 12: 0; 13 Year 13: 0; 14 Year 14: 0; 15 Year 15: 0; 16 Year 16: 0; 17 Year 17: 0; 18 Year 18: 0; 19 Year 19: 0; 20 Year 20: 0; 21 Year 21: 0; 22 Year 22: 0; 23 Year 23: 0; 24 Year 24: 0; 25 Year 25: 0; 26 Year 26: 0; 27 Year 27: 0; 28 Year 28: 0; 29 Year 29: 0; 30 Year 30: 0; 81 Year 81: 0; 82 Year 82: 0; 83 Year 83: 0; 84 Year 84: 0; 85 Year 85: 0; 86 Year 86: 0; 87 Year 87: 0; 88 Year 88: 0; 89 Year 89: 0; 90 Year 90: 0; 91 Year 91: 0; 92 Year 92: 0; 93 Year 93: 0; 94 Year 94: 0; 95 Year 95: 0; 96 Year 96: 0; 97 Year 97: 0; 98 Year 98: 0; 99 Year 99: 0; 100 Year 100: 0; 101 Year 101: 0; 102 Year 102: 0; 103 Year 103: 0; 104 Year 104: 0
[19 empty] | Variable capex | Input | £000s | 1 Year 1: 0; 2 Year 2: 0; 3 Year 3: 0; 4 Year 4: 0; 5 Year 5: 0; 6 Year 6: 0; 7 Year 7: 0; 8 Year 8: 0; 9 Year 9: 0; 10 Year 10: 0; 11 Year 11: 0; 12 Year 12: 0; 13 Year 13: 0; 14 Year 14: 0; 15 Year 15: 0; 16 Year 16: 0; 17 Year 17: 0; 18 Year 18: 0; 19 Year 19: 0; 20 Year 20: 0; 21 Year 21: 0; 22 Year 22: 0; 23 Year 23: 0; 24 Year 24: 0; 25 Year 25: 0; 26 Year 26: 0; 27 Year 27: 0; 28 Year 28: 0; 29 Year 29: 0; 30 Year 30: 0; 81 Year 81: 0; 82 Year 82: 0; 83 Year 83: 0; 84 Year 84: 0; 85 Year 85: 0; 86 Year 86: 0; 87 Year 87: 0; 88 Year 88: 0; 89 Year 89: 0; 90 Year 90: 0; 91 Year 91: 0; 92 Year 92: 0; 93 Year 93: 0; 94 Year 94: 0; 95 Year 95: 0; 96 Year 96: 0; 97 Year 97: 0; 98 Year 98: 0; 99 Year 99: 0; 100 Year 100: 0; 101 Year 101: 0; 102 Year 102: 0; 103 Year 103: 0; 104 Year 104: 0
[19 empty] | Financing costs | Input | £000s | 1 Year 1: 0.20393; 2 Year 2: 0.20393; 3 Year 3: 0.20393; 4 Year 4: 0.20393; 5 Year 5: 0.20393; 6 Year 6: 0.20393; 7 Year 7: 0.20393; 8 Year 8: 0.20393; 9 Year 9: 0.20393; 10 Year 10: 0.20393; 11 Year 11: 0.20393; 12 Year 12: 0.20393; 13 Year 13: 0.20393; 14 Year 14: 0.20393; 15 Year 15: 0.20393; 16 Year 16: 0.20393; 17 Year 17: 0.20393; 18 Year 18: 0.20393; 19 Year 19: 0.20393; 20 Year 20: 0.20393; 21 Year 21: 0.20393; 22 Year 22: 0.20393; 23 Year 23: 0.20393; 24 Year 24: 0.20393; 25 Year 25: 0.20393; 26 Year 26: 0.20393; 27 Year 27: 0.20393; 28 Year 28: 0.20393; 29 Year 29: 0.20393; 30 Year 30: 0.20393
[19 empty] | Fixed opex | Input | £000s | 1 Year 1: 0; 2 Year 2: 0; 3 Year 3: 0; 4 Year 4: 0; 5 Year 5: 0; 6 Year 6: 0; 7 Year 7: 0; 8 Year 8: 0; 9 Year 9: 0; 10 Year 10: 0; 11 Year 11: 0; 12 Year 12: 0; 13 Year 13: 0; 14 Year 14: 0; 15 Year 15: 0; 16 Year 16: 0; 17 Year 17: 0; 18 Year 18: 0; 19 Year 19: 0; 20 Year 20: 0; 21 Year 21: 0; 22 Year 22: 0; 23 Year 23: 0; 24 Year 24: 0; 25 Year 25: 0; 26 Year 26: 0; 27 Year 27: 0; 28 Year 28: 0; 29 Year 29: 0; 30 Year 30: 0; 81 Year 81: 0; 82 Year 82: 0; 83 Year 83: 0; 84 Year 84: 0; 85 Year 85: 0; 86 Year 86: 0; 87 Year 87: 0; 88 Year 88: 0; 89 Year 89: 0; 90 Year 90: 0; 91 Year 91: 0; 92 Year 92: 0; 93 Year 93: 0; 94 Year 94: 0; 95 Year 95: 0; 96 Year 96: 0; 97 Year 97: 0; 98 Year 98: 0; 99 Year 99: 0; 100 Year 100: 0; 101 Year 101: 0; 102 Year 102: 0; 103 Year 103: 0; 104 Year 104: 0
[19 empty] | Variable opex | Input | £000s | 1 Year 1: 0; 2 Year 2: 0; 3 Year 3: 0; 4 Year 4: 0; 5 Year 5: 0; 6 Year 6: 0; 7 Year 7: 0; 8 Year 8: 0; 9 Year 9: 0; 10 Year 10: 0; 11 Year 11: 0; 12 Year 12: 0; 13 Year 13: 0; 14 Year 14: 0; 15 Year 15: 0; 16 Year 16: 0; 17 Year 17: 0; 18 Year 18: 0; 19 Year 19: 0; 20 Year 20: 0; 21 Year 21: 0; 22 Year 22: 0; 23 Year 23: 0; 24 Year 24: 0; 25 Year 25: 0; 26 Year 26: 0; 27 Year 27: 0; 28 Year 28: 0; 29 Year 29: 0; 30 Year 30: 0; 81 Year 81: 0; 82 Year 82: 0; 83 Year 83: 0; 84 Year 84: 0; 85 Year 85: 0; 86 Year 86: 0; 87 Year 87: 0; 88 Year 88: 0; 89 Year 89: 0; 90 Year 90: 0; 91 Year 91: 0; 92 Year 92: 0; 93 Year 93: 0; 94 Year 94: 0; 95 Year 95: 0; 96 Year 96: 0; 97 Year 97: 0; 98 Year 98: 0; 99 Year 99: 0; 100 Year 100: 0; 101 Year 101: 0; 102 Year 102: 0; 103 Year 103: 0; 104 Year 104: 0
[19 empty] | Opex savings | Input | £000s | 1 Year 1: 0; 2 Year 2: 0; 3 Year 3: 0; 4 Year 4: 0; 5 Year 5: 0; 6 Year 6: 0; 7 Year 7: 0; 8 Year 8: 0; 9 Year 9: 0; 10 Year 10: 0; 11 Year 11: 0; 12 Year 12: 0; 13 Year 13: 0; 14 Year 14: 0; 15 Year 15: 0; 16 Year 16: 0; 17 Year 17: 0; 18 Year 18: 0; 19 Year 19: 0; 20 Year 20: 0; 21 Year 21: 0; 22 Year 22: 0; 23 Year 23: 0; 24 Year 24: 0; 25 Year 25: 0; 26 Year 26: 0; 27 Year 27: 0; 28 Year 28: 0; 29 Year 29: 0; 30 Year 30: 0; 81 Year 81: 0; 82 Year 82: 0; 83 Year 83: 0; 84 Year 84: 0; 85 Year 85: 0; 86 Year 86: 0; 87 Year 87: 0; 88 Year 88: 0; 89 Year 89: 0; 90 Year 90: 0; 91 Year 91: 0; 92 Year 92: 0; 93 Year 93: 0; 94 Year 94: 0; 95 Year 95: 0; 96 Year 96: 0; 97 Year 97: 0; 98 Year 98: 0; 99 Year 99: 0; 100 Year 100: 0; 101 Year 101: 0; 102 Year 102: 0; 103 Year 103: 0; 104 Year 104: 0
[19 empty] | Fixed env & social | Input | £000s | 1 Year 1: 0; 2 Year 2: 0; 3 Year 3: 0; 4 Year 4: 0; 5 Year 5: 0; 6 Year 6: 0; 7 Year 7: 0; 8 Year 8: 0; 9 Year 9: 0; 10 Year 10: 0; 11 Year 11: 0; 12 Year 12: 0; 13 Year 13: 0; 14 Year 14: 0; 15 Year 15: 0; 16 Year 16: 0; 17 Year 17: 0; 18 Year 18: 0; 19 Year 19: 0; 20 Year 20: 0; 21 Year 21: 0; 22 Year 22: 0; 23 Year 23: 0; 24 Year 24: 0; 25 Year 25: 0; 26 Year 26: 0; 27 Year 27: 0; 28 Year 28: 0; 29 Year 29: 0; 30 Year 30: 0; 81 Year 81: 0; 82 Year 82: 0; 83 Year 83: 0; 84 Year 84: 0; 85 Year 85: 0; 86 Year 86: 0; 87 Year 87: 0; 88 Year 88: 0; 89 Year 89: 0; 90 Year 90: 0; 91 Year 91: 0; 92 Year 92: 0; 93 Year 93: 0; 94 Year 94: 0; 95 Year 95: 0; 96 Year 96: 0; 97 Year 97: 0; 98 Year 98: 0; 99 Year 99: 0; 100 Year 100: 0; 101 Year 101: 0; 102 Year 102: 0; 103 Year 103: 0; 104 Year 104: 0
[19 empty] | Variable env & social | Input | £000s | 1 Year 1: 0; 2 Year 2: 0; 3 Year 3: 0; 4 Year 4: 0; 5 Year 5: 0; 6 Year 6: 0; 7 Year 7: 0; 8 Year 8: 0; 9 Year 9: 0; 10 Year 10: 0; 11 Year 11: 0; 12 Year 12: 0; 13 Year 13: 0; 14 Year 14: 0; 15 Year 15: 0; 16 Year 16: 0; 17 Year 17: 0; 18 Year 18: 0; 19 Year 19: 0; 20 Year 20: 0; 21 Year 21: 0; 22 Year 22: 0; 23 Year 23: 0; 24 Year 24: 0; 25 Year 25: 0; 26 Year 26: 0; 27 Year 27: 0; 28 Year 28: 0; 29 Year 29: 0; 30 Year 30: 0; 81 Year 81: 0; 82 Year 82: 0; 83 Year 83: 0; 84 Year 84: 0; 85 Year 85: 0; 86 Year 86: 0; 87 Year 87: 0; 88 Year 88: 0; 89 Year 89: 0; 90 Year 90: 0; 91 Year 91: 0; 92 Year 92: 0; 93 Year 93: 0; 94 Year 94: 0; 95 Year 95: 0; 96 Year 96: 0; 97 Year 97: 0; 98 Year 98: 0; 99 Year 99: 0; 100 Year 100: 0; 101 Year 101: 0; 102 Year 102: 0; 103 Year 103: 0; 104 Year 104: 0
[19 empty] | Fixed carbon costs | Input | £000s | 1 Year 1: 0; 2 Year 2: 0; 3 Year 3: 0; 4 Year 4: 0; 5 Year 5: 0; 6 Year 6: 0; 7 Year 7: 0; 8 Year 8: 0; 9 Year 9: 0; 10 Year 10: 0; 11 Year 11: 0; 12 Year 12: 0; 13 Year 13: 0; 14 Year 14: 0; 15 Year 15: 0; 16 Year 16: 0; 17 Year 17: 0; 18 Year 18: 0; 19 Year 19: 0; 20 Year 20: 0; 21 Year 21: 0; 22 Year 22: 0; 23 Year 23: 0; 24 Year 24: 0; 25 Year 25: 0; 26 Year 26: 0; 27 Year 27: 0; 28 Year 28: 0; 29 Year 29: 0; 30 Year 30: 0; 81 Year 81: 0; 82 Year 82: 0; 83 Year 83: 0; 84 Year 84: 0; 85 Year 85: 0; 86 Year 86: 0; 87 Year 87: 0; 88 Year 88: 0; 89 Year 89: 0; 90 Year 90: 0; 91 Year 91: 0; 92 Year 92: 0; 93 Year 93: 0; 94 Year 94: 0; 95 Year 95: 0; 96 Year 96: 0; 97 Year 97: 0; 98 Year 98: 0; 99 Year 99: 0; 100 Year 100: 0; 101 Year 101: 0; 102 Year 102: 0; 103 Year 103: 0; 104 Year 104: 0
[19 empty] | Variable carbon costs | Input | £000s | 1 Year 1: 0; 2 Year 2: 0; 3 Year 3: 0; 4 Year 4: 0; 5 Year 5: 0; 6 Year 6: 0; 7 Year 7: 0; 8 Year 8: 0; 9 Year 9: 0; 10 Year 10: 0; 11 Year 11: 0; 12 Year 12: 0; 13 Year 13: 0; 14 Year 14: 0; 15 Year 15: 0; 16 Year 16: 0; 17 Year 17: 0; 18 Year 18: 0; 19 Year 19: 0; 20 Year 20: 0; 21 Year 21: 0; 22 Year 22: 0; 23 Year 23: 0; 24 Year 24: 0; 25 Year 25: 0; 26 Year 26: 0; 27 Year 27: 0; 28 Year 28: 0; 29 Year 29: 0; 30 Year 30: 0; 81 Year 81: 0; 82 Year 82: 0; 83 Year 83: 0; 84 Year 84: 0; 85 Year 85: 0; 86 Year 86: 0; 87 Year 87: 0; 88 Year 88: 0; 89 Year 89: 0; 90 Year 90: 0; 91 Year 91: 0; 92 Year 92: 0; 93 Year 93: 0; 94 Year 94: 0; 95 Year 95: 0; 96 Year 96: 0; 97 Year 97: 0; 98 Year 98: 0; 99 Year 99: 0; 100 Year 100: 0; 101 Year 101: 0; 102 Year 102: 0; 103 Year 103: 0; 104 Year 104: 0
[19 empty] | Customer willingness to pay | Input | £000s | 1 Year 1: 72.8214; 2 Year 2: 72.8214; 3 Year 3: 72.8214; 4 Year 4: 72.8214; 5 Year 5: 72.8214; 6 Year 6: 72.8214; 7 Year 7: 72.8214; 8 Year 8: 72.8214; 9 Year 9: 72.8214; 10 Year 10: 72.8214; 11 Year 11: 72.8214; 12 Year 12: 72.8214; 13 Year 13: 72.8214; 14 Year 14: 72.8214; 15 Year 15: 72.8214; 16 Year 16: 72.8214; 17 Year 17: 72.8214; 18 Year 18: 72.8214; 19 Year 19: 72.8214; 20 Year 20: 72.8214; 21 Year 21: 72.8214; 22 Year 22: 72.8214; 23 Year 23: 72.8214; 24 Year 24: 72.8214; 25 Year 25: 72.8214; 26 Year 26: 72.8214; 27 Year 27: 72.8214; 28 Year 28: 72.8214; 29 Year 29: 72.8214; 30 Year 30: 72.8214; 81 Year 81: 0; 82 Year 82: 0; 83 Year 83: 0; 84 Year 84: 0; 85 Year 85: 0; 86 Year 86: 0; 87 Year 87: 0; 88 Year 88: 0; 89 Year 89: 0; 90 Year 90: 0; 91 Year 91: 0; 92 Year 92: 0; 93 Year 93: 0; 94 Year 94: 0; 95 Year 95: 0; 96 Year 96: 0; 97 Year 97: 0; 98 Year 98: 0; 99 Year 99: 0; 100 Year 100: 0; 101 Year 101: 0; 102 Year 102: 0; 103 Year 103: 0; 104 Year 104: 0
[19 empty] | Total | Sum of above (excl WAFU) | £000s | 80.0575 | 73.0253 | 73.0253 | 73.0253 | 73.0253 | 73.0253 | 73.0253 | 73.0253 | 73.0253 | 73.0253 | 73.0253 | 73.0253 | 73.0253 | 73.0253 | 73.0253 | 73.0253 | 73.0253 | 73.0253 | 73.0253 | 73.0253 | 73.0253 | 73.0253 | 73.0253 | 73.0253 | 73.0253 | 73.0253 | 73.0253 | 73.0253 | 73.0253 | 73.0253 | 0 | 0 | 0 | 0 | 0 | 0 | 0 | 0 | 0 | 0 | 0 | 0 | 0 | 0 | 0 | 0 | 0 | 0 | 0 | 0 | 0 | 0 | 0 | 0 | 0 | 0 | 0 | 0 | 0 | 0 | 0 | 0 | 0 | 0 | 0 | 0 | 0 | 0 | 0 | 0 | 0 | 0 | 0 | 0 | 0 | 0 | 0 | 0 | 0 | 0 | 0 | 0 | 0 | 0 | 0 | 0 | 0 | 0 | 0 | 0 | 0 | 0 | 0 | 0 | 0 | 0 | 0 | 0 | 0 | 0 | 0 | 0 | 0 | 0
58.1x | WE006-TY | Push Tap installation (Unsolicited) | Other water efficiency | N | 2020-21 | Capacity | 0.0050696 | 35.224 | 204.4166 | 0 | 0 | 0 | 1386.2104 | 1590.627 | 580.3331 | 4515.7471 | 4 | 4 | Gains in WAFU / Savings in demand | Input | Ml/d | 1 Year 1: 0.0050696; 2 Year 2: 0.0050696; 3 Year 3: 0.0050696; 4 Year 4: 0.0050696; 5 Year 5: 0.0050696; 6 Year 6: 0.0050696; 7 Year 7: 0.0050696; 8 Year 8: 0.0050696; 9 Year 9: 0.0050696; 10 Year 10: 0.0050696; 11 Year 11: 0.0050696; 12 Year 12: 0.0050696; 13 Year 13: 0.0050696; 14 Year 14: 0.0050696; 15 Year 15: 0.0050696; 16 Year 16: 0.0050696; 17 Year 17: 0.0050696; 18 Year 18: 0.0050696; 19 Year 19: 0.0050696; 20 Year 20: 0.0050696; 21 Year 21: 0.0050696; 22 Year 22: 0.0050696; 23 Year 23: 0.0050696; 24 Year 24: 0.0050696; 25 Year 25: 0.0050696; 26 Year 26: 0.0050696; 27 Year 27: 0.0050696; 28 Year 28: 0.0050696; 29 Year 29: 0.0050696; 30 Year 30: 0.0050696; 81 Year 81: 0; 82 Year 82: 0; 83 Year 83: 0; 84 Year 84: 0; 85 Year 85: 0; 86 Year 86: 0; 87 Year 87: 0; 88 Year 88: 0; 89 Year 89: 0; 90 Year 90: 0; 91 Year 91: 0; 92 Year 92: 0; 93 Year 93: 0; 94 Year 94: 0; 95 Year 95: 0; 96 Year 96: 0; 97 Year 97: 0; 98 Year 98: 0; 99 Year 99: 0; 100 Year 100: 0; 101 Year 101: 0; 102 Year 102: 0; 103 Year 103: 0; 104 Year 104: 0
[19 empty] | Fixed capex | Input | £000s | 1 Year 1: 131.7086; 2 Year 2: 0; 3 Year 3: 0; 4 Year 4: 0; 5 Year 5: 0; 6 Year 6: 0; 7 Year 7: 0; 8 Year 8: 0; 9 Year 9: 0; 10 Year 10: 0; 11 Year 11: 0; 12 Year 12: 0; 13 Year 13: 0; 14 Year 14: 0; 15 Year 15: 0; 16 Year 16: 0; 17 Year 17: 0; 18 Year 18: 0; 19 Year 19: 0; 20 Year 20: 0; 21 Year 21: 0; 22 Year 22: 0; 23 Year 23: 0; 24 Year 24: 0; 25 Year 25: 0; 26 Year 26: 0; 27 Year 27: 0; 28 Year 28: 0; 29 Year 29: 0; 30 Year 30: 0; 81 Year 81: 0; 82 Year 82: 0; 83 Year 83: 0; 84 Year 84: 0; 85 Year 85: 0; 86 Year 86: 0; 87 Year 87: 0; 88 Year 88: 0; 89 Year 89: 0; 90 Year 90: 0; 91 Year 91: 0; 92 Year 92: 0; 93 Year 93: 0; 94 Year 94: 0; 95 Year 95: 0; 96 Year 96: 0; 97 Year 97: 0; 98 Year 98: 0; 99 Year 99: 0; 100 Year 100: 0; 101 Year 101: 0; 102 Year 102: 0; 103 Year 103: 0; 104 Year 104: 0
[19 empty] | Variable capex | Input | £000s | 1 Year 1: 0; 2 Year 2: 0; 3 Year 3: 0; 4 Year 4: 0; 5 Year 5: 0; 6 Year 6: 0; 7 Year 7: 0; 8 Year 8: 0; 9 Year 9: 0; 10 Year 10: 0; 11 Year 11: 0; 12 Year 12: 0; 13 Year 13: 0; 14 Year 14: 0; 15 Year 15: 0; 16 Year 16: 0; 17 Year 17: 0; 18 Year 18: 0; 19 Year 19: 0; 20 Year 20: 0; 21 Year 21: 0; 22 Year 22: 0; 23 Year 23: 0; 24 Year 24: 0; 25 Year 25: 0; 26 Year 26: 0; 27 Year 27: 0; 28 Year 28: 0; 29 Year 29: 0; 30 Year 30: 0; 81 Year 81: 0; 82 Year 82: 0; 83 Year 83: 0; 84 Year 84: 0; 85 Year 85: 0; 86 Year 86: 0; 87 Year 87: 0; 88 Year 88: 0; 89 Year 89: 0; 90 Year 90: 0; 91 Year 91: 0; 92 Year 92: 0; 93 Year 93: 0; 94 Year 94: 0; 95 Year 95: 0; 96 Year 96: 0; 97 Year 97: 0; 98 Year 98: 0; 99 Year 99: 0; 100 Year 100: 0; 101 Year 101: 0; 102 Year 102: 0; 103 Year 103: 0; 104 Year 104: 0
[19 empty] | Financing costs | Input | £000s | 1 Year 1: 3.8195; 2 Year 2: 3.8195; 3 Year 3: 3.8195; 4 Year 4: 3.8195; 5 Year 5: 3.8195; 6 Year 6: 3.8195; 7 Year 7: 3.8195; 8 Year 8: 3.8195; 9 Year 9: 3.8195; 10 Year 10: 3.8195; 11 Year 11: 3.8195; 12 Year 12: 3.8195; 13 Year 13: 3.8195; 14 Year 14: 3.8195; 15 Year 15: 3.8195; 16 Year 16: 3.8195; 17 Year 17: 3.8195; 18 Year 18: 3.8195; 19 Year 19: 3.8195; 20 Year 20: 3.8195; 21 Year 21: 3.8195; 22 Year 22: 3.8195; 23 Year 23: 3.8195; 24 Year 24: 3.8195; 25 Year 25: 3.8195; 26 Year 26: 3.8195; 27 Year 27: 3.8195; 28 Year 28: 3.8195; 29 Year 29: 3.8195; 30 Year 30: 3.8195
[19 empty] | Fixed opex | Input | £000s | 1 Year 1: 0; 2 Year 2: 0; 3 Year 3: 0; 4 Year 4: 0; 5 Year 5: 0; 6 Year 6: 0; 7 Year 7: 0; 8 Year 8: 0; 9 Year 9: 0; 10 Year 10: 0; 11 Year 11: 0; 12 Year 12: 0; 13 Year 13: 0; 14 Year 14: 0; 15 Year 15: 0; 16 Year 16: 0; 17 Year 17: 0; 18 Year 18: 0; 19 Year 19: 0; 20 Year 20: 0; 21 Year 21: 0; 22 Year 22: 0; 23 Year 23: 0; 24 Year 24: 0; 25 Year 25: 0; 26 Year 26: 0; 27 Year 27: 0; 28 Year 28: 0; 29 Year 29: 0; 30 Year 30: 0; 81 Year 81: 0; 82 Year 82: 0; 83 Year 83: 0; 84 Year 84: 0; 85 Year 85: 0; 86 Year 86: 0; 87 Year 87: 0; 88 Year 88: 0; 89 Year 89: 0; 90 Year 90: 0; 91 Year 91: 0; 92 Year 92: 0; 93 Year 93: 0; 94 Year 94: 0; 95 Year 95: 0; 96 Year 96: 0; 97 Year 97: 0; 98 Year 98: 0; 99 Year 99: 0; 100 Year 100: 0; 101 Year 101: 0; 102 Year 102: 0; 103 Year 103: 0; 104 Year 104: 0
[19 empty] | Variable opex | Input | £000s | 1 Year 1: 0; 2 Year 2: 0; 3 Year 3: 0; 4 Year 4: 0; 5 Year 5: 0; 6 Year 6: 0; 7 Year 7: 0; 8 Year 8: 0; 9 Year 9: 0; 10 Year 10: 0; 11 Year 11: 0; 12 Year 12: 0; 13 Year 13: 0; 14 Year 14: 0; 15 Year 15: 0; 16 Year 16: 0; 17 Year 17: 0; 18 Year 18: 0; 19 Year 19: 0; 20 Year 20: 0; 21 Year 21: 0; 22 Year 22: 0; 23 Year 23: 0; 24 Year 24: 0; 25 Year 25: 0; 26 Year 26: 0; 27 Year 27: 0; 28 Year 28: 0; 29 Year 29: 0; 30 Year 30: 0; 81 Year 81: 0; 82 Year 82: 0; 83 Year 83: 0; 84 Year 84: 0; 85 Year 85: 0; 86 Year 86: 0; 87 Year 87: 0; 88 Year 88: 0; 89 Year 89: 0; 90 Year 90: 0; 91 Year 91: 0; 92 Year 92: 0; 93 Year 93: 0; 94 Year 94: 0; 95 Year 95: 0; 96 Year 96: 0; 97 Year 97: 0; 98 Year 98: 0; 99 Year 99: 0; 100 Year 100: 0; 101 Year 101: 0; 102 Year 102: 0; 103 Year 103: 0; 104 Year 104: 0
[19 empty] | Opex savings | Input | £000s | 1 Year 1: 0; 2 Year 2: 0; 3 Year 3: 0; 4 Year 4: 0; 5 Year 5: 0; 6 Year 6: 0; 7 Year 7: 0; 8 Year 8: 0; 9 Year 9: 0; 10 Year 10: 0; 11 Year 11: 0; 12 Year 12: 0; 13 Year 13: 0; 14 Year 14: 0; 15 Year 15: 0; 16 Year 16: 0; 17 Year 17: 0; 18 Year 18: 0; 19 Year 19: 0; 20 Year 20: 0; 21 Year 21: 0; 22 Year 22: 0; 23 Year 23: 0; 24 Year 24: 0; 25 Year 25: 0; 26 Year 26: 0; 27 Year 27: 0; 28 Year 28: 0; 29 Year 29: 0; 30 Year 30: 0; 81 Year 81: 0; 82 Year 82: 0; 83 Year 83: 0; 84 Year 84: 0; 85 Year 85: 0; 86 Year 86: 0; 87 Year 87: 0; 88 Year 88: 0; 89 Year 89: 0; 90 Year 90: 0; 91 Year 91: 0; 92 Year 92: 0; 93 Year 93: 0; 94 Year 94: 0; 95 Year 95: 0; 96 Year 96: 0; 97 Year 97: 0; 98 Year 98: 0; 99 Year 99: 0; 100 Year 100: 0; 101 Year 101: 0; 102 Year 102: 0; 103 Year 103: 0; 104 Year 104: 0
[19 empty] | Fixed env & social | Input | £000s | 1 Year 1: 0; 2 Year 2: 0; 3 Year 3: 0; 4 Year 4: 0; 5 Year 5: 0; 6 Year 6: 0; 7 Year 7: 0; 8 Year 8: 0; 9 Year 9: 0; 10 Year 10: 0; 11 Year 11: 0; 12 Year 12: 0; 13 Year 13: 0; 14 Year 14: 0; 15 Year 15: 0; 16 Year 16: 0; 17 Year 17: 0; 18 Year 18: 0; 19 Year 19: 0; 20 Year 20: 0; 21 Year 21: 0; 22 Year 22: 0; 23 Year 23: 0; 24 Year 24: 0; 25 Year 25: 0; 26 Year 26: 0; 27 Year 27: 0; 28 Year 28: 0; 29 Year 29: 0; 30 Year 30: 0; 81 Year 81: 0; 82 Year 82: 0; 83 Year 83: 0; 84 Year 84: 0; 85 Year 85: 0; 86 Year 86: 0; 87 Year 87: 0; 88 Year 88: 0; 89 Year 89: 0; 90 Year 90: 0; 91 Year 91: 0; 92 Year 92: 0; 93 Year 93: 0; 94 Year 94: 0; 95 Year 95: 0; 96 Year 96: 0; 97 Year 97: 0; 98 Year 98: 0; 99 Year 99: 0; 100 Year 100: 0; 101 Year 101: 0; 102 Year 102: 0; 103 Year 103: 0; 104 Year 104: 0
[19 empty] | Variable env & social | Input | £000s | 1 Year 1: 0; 2 Year 2: 0; 3 Year 3: 0; 4 Year 4: 0; 5 Year 5: 0; 6 Year 6: 0; 7 Year 7: 0; 8 Year 8: 0; 9 Year 9: 0; 10 Year 10: 0; 11 Year 11: 0; 12 Year 12: 0; 13 Year 13: 0; 14 Year 14: 0; 15 Year 15: 0; 16 Year 16: 0; 17 Year 17: 0; 18 Year 18: 0; 19 Year 19: 0; 20 Year 20: 0; 21 Year 21: 0; 22 Year 22: 0; 23 Year 23: 0; 24 Year 24: 0; 25 Year 25: 0; 26 Year 26: 0; 27 Year 27: 0; 28 Year 28: 0; 29 Year 29: 0; 30 Year 30: 0; 81 Year 81: 0; 82 Year 82: 0; 83 Year 83: 0; 84 Year 84: 0; 85 Year 85: 0; 86 Year 86: 0; 87 Year 87: 0; 88 Year 88: 0; 89 Year 89: 0; 90 Year 90: 0; 91 Year 91: 0; 92 Year 92: 0; 93 Year 93: 0; 94 Year 94: 0; 95 Year 95: 0; 96 Year 96: 0; 97 Year 97: 0; 98 Year 98: 0; 99 Year 99: 0; 100 Year 100: 0; 101 Year 101: 0; 102 Year 102: 0; 103 Year 103: 0; 104 Year 104: 0
[19 empty] | Fixed carbon costs | Input | £000s | 1 Year 1: 0; 2 Year 2: 0; 3 Year 3: 0; 4 Year 4: 0; 5 Year 5: 0; 6 Year 6: 0; 7 Year 7: 0; 8 Year 8: 0; 9 Year 9: 0; 10 Year 10: 0; 11 Year 11: 0; 12 Year 12: 0; 13 Year 13: 0; 14 Year 14: 0; 15 Year 15: 0; 16 Year 16: 0; 17 Year 17: 0; 18 Year 18: 0; 19 Year 19: 0; 20 Year 20: 0; 21 Year 21: 0; 22 Year 22: 0; 23 Year 23: 0; 24 Year 24: 0; 25 Year 25: 0; 26 Year 26: 0; 27 Year 27: 0; 28 Year 28: 0; 29 Year 29: 0; 30 Year 30: 0; 81 Year 81: 0; 82 Year 82: 0; 83 Year 83: 0; 84 Year 84: 0; 85 Year 85: 0; 86 Year 86: 0; 87 Year 87: 0; 88 Year 88: 0; 89 Year 89: 0; 90 Year 90: 0; 91 Year 91: 0; 92 Year 92: 0; 93 Year 93: 0; 94 Year 94: 0; 95 Year 95: 0; 96 Year 96: 0; 97 Year 97: 0; 98 Year 98: 0; 99 Year 99: 0; 100 Year 100: 0; 101 Year 101: 0; 102 Year 102: 0; 103 Year 103: 0; 104 Year 104: 0
[19 empty] | Variable carbon costs | Input | £000s | 1 Year 1: 0; 2 Year 2: 0; 3 Year 3: 0; 4 Year 4: 0; 5 Year 5: 0; 6 Year 6: 0; 7 Year 7: 0; 8 Year 8: 0; 9 Year 9: 0; 10 Year 10: 0; 11 Year 11: 0; 12 Year 12: 0; 13 Year 13: 0; 14 Year 14: 0; 15 Year 15: 0; 16 Year 16: 0; 17 Year 17: 0; 18 Year 18: 0; 19 Year 19: 0; 20 Year 20: 0; 21 Year 21: 0; 22 Year 22: 0; 23 Year 23: 0; 24 Year 24: 0; 25 Year 25: 0; 26 Year 26: 0; 27 Year 27: 0; 28 Year 28: 0; 29 Year 29: 0; 30 Year 30: 0; 81 Year 81: 0; 82 Year 82: 0; 83 Year 83: 0; 84 Year 84: 0; 85 Year 85: 0; 86 Year 86: 0; 87 Year 87: 0; 88 Year 88: 0; 89 Year 89: 0; 90 Year 90: 0; 91 Year 91: 0; 92 Year 92: 0; 93 Year 93: 0; 94 Year 94: 0; 95 Year 95: 0; 96 Year 96: 0; 97 Year 97: 0; 98 Year 98: 0; 99 Year 99: 0; 100 Year 100: 0; 101 Year 101: 0; 102 Year 102: 0; 103 Year 103: 0; 104 Year 104: 0
[19 empty] | Customer willingness to pay | Input | £000s | 1 Year 1: 72.8214; 2 Year 2: 72.8214; 3 Year 3: 72.8214; 4 Year 4: 72.8214; 5 Year 5: 72.8214; 6 Year 6: 72.8214; 7 Year 7: 72.8214; 8 Year 8: 72.8214; 9 Year 9: 72.8214; 10 Year 10: 72.8214; 11 Year 11: 72.8214; 12 Year 12: 72.8214; 13 Year 13: 72.8214; 14 Year 14: 72.8214; 15 Year 15: 72.8214; 16 Year 16: 72.8214; 17 Year 17: 72.8214; 18 Year 18: 72.8214; 19 Year 19: 72.8214; 20 Year 20: 72.8214; 21 Year 21: 72.8214; 22 Year 22: 72.8214; 23 Year 23: 72.8214; 24 Year 24: 72.8214; 25 Year 25: 72.8214; 26 Year 26: 72.8214; 27 Year 27: 72.8214; 28 Year 28: 72.8214; 29 Year 29: 72.8214; 30 Year 30: 72.8214; 81 Year 81: 0; 82 Year 82: 0; 83 Year 83: 0; 84 Year 84: 0; 85 Year 85: 0; 86 Year 86: 0; 87 Year 87: 0; 88 Year 88: 0; 89 Year 89: 0; 90 Year 90: 0; 91 Year 91: 0; 92 Year 92: 0; 93 Year 93: 0; 94 Year 94: 0; 95 Year 95: 0; 96 Year 96: 0; 97 Year 97: 0; 98 Year 98: 0; 99 Year 99: 0; 100 Year 100: 0; 101 Year 101: 0; 102 Year 102: 0; 103 Year 103: 0; 104 Year 104: 0
[19 empty] | Total | Sum of above (excl WAFU) | £000s | 208.3495 | 76.6409 | 76.6409 | 76.6409 | 76.6409 | 76.6409 | 76.6409 | 76.6409 | 76.6409 | 76.6409 | 76.6409 | 76.6409 | 76.6409 | 76.6409 | 76.6409 | 76.6409 | 76.6409 | 76.6409 | 76.6409 | 76.6409 | 76.6409 | 76.6409 | 76.6409 | 76.6409 | 76.6409 | 76.6409 | 76.6409 | 76.6409 | 76.6409 | 76.6409 | 0 | 0 | 0 | 0 | 0 | 0 | 0 | 0 | 0 | 0 | 0 | 0 | 0 | 0 | 0 | 0 | 0 | 0 | 0 | 0 | 0 | 0 | 0 | 0 | 0 | 0 | 0 | 0 | 0 | 0 | 0 | 0 | 0 | 0 | 0 | 0 | 0 | 0 | 0 | 0 | 0 | 0 | 0 | 0 | 0 | 0 | 0 | 0 | 0 | 0 | 0 | 0 | 0 | 0 | 0 | 0 | 0 | 0 | 0 | 0 | 0 | 0 | 0 | 0 | 0 | 0 | 0 | 0 | 0 | 0 | 0 | 0 | 0 | 0
58.1x | WE005-TY | Push Tap installation (Solicited) | Other water efficiency | N | 2020-21 | Capacity | 0.0050696 | 35.224 | 23.3487 | 0 | 0 | 0 | 1386.2104 | 1409.5591 | 66.2863 | 4001.7002 | 4 | 4 | Gains in WAFU / Savings in demand | Input | Ml/d | 1 Year 1: 0.0050696; 2 Year 2: 0.0050696; 3 Year 3: 0.0050696; 4 Year 4: 0.0050696; 5 Year 5: 0.0050696; 6 Year 6: 0.0050696; 7 Year 7: 0.0050696; 8 Year 8: 0.0050696; 9 Year 9: 0.0050696; 10 Year 10: 0.0050696; 11 Year 11: 0.0050696; 12 Year 12: 0.0050696; 13 Year 13: 0.0050696; 14 Year 14: 0.0050696; 15 Year 15: 0.0050696; 16 Year 16: 0.0050696; 17 Year 17: 0.0050696; 18 Year 18: 0.0050696; 19 Year 19: 0.0050696; 20 Year 20: 0.0050696; 21 Year 21: 0.0050696; 22 Year 22: 0.0050696; 23 Year 23: 0.0050696; 24 Year 24: 0.0050696; 25 Year 25: 0.0050696; 26 Year 26: 0.0050696; 27 Year 27: 0.0050696; 28 Year 28: 0.0050696; 29 Year 29: 0.0050696; 30 Year 30: 0.0050696; 81 Year 81: 0; 82 Year 82: 0; 83 Year 83: 0; 84 Year 84: 0; 85 Year 85: 0; 86 Year 86: 0; 87 Year 87: 0; 88 Year 88: 0; 89 Year 89: 0; 90 Year 90: 0; 91 Year 91: 0; 92 Year 92: 0; 93 Year 93: 0; 94 Year 94: 0; 95 Year 95: 0; 96 Year 96: 0; 97 Year 97: 0; 98 Year 98: 0; 99 Year 99: 0; 100 Year 100: 0; 101 Year 101: 0; 102 Year 102: 0; 103 Year 103: 0; 104 Year 104: 0
[19 empty] | Fixed capex | Input | £000s | 1 Year 1: 15.0439; 2 Year 2: 0; 3 Year 3: 0; 4 Year 4: 0; 5 Year 5: 0; 6 Year 6: 0; 7 Year 7: 0; 8 Year 8: 0; 9 Year 9: 0; 10 Year 10: 0; 11 Year 11: 0; 12 Year 12: 0; 13 Year 13: 0; 14 Year 14: 0; 15 Year 15: 0; 16 Year 16: 0; 17 Year 17: 0; 18 Year 18: 0; 19 Year 19: 0; 20 Year 20: 0; 21 Year 21: 0; 22 Year 22: 0; 23 Year 23: 0; 24 Year 24: 0; 25 Year 25: 0; 26 Year 26: 0; 27 Year 27: 0; 28 Year 28: 0; 29 Year 29: 0; 30 Year 30: 0; 81 Year 81: 0; 82 Year 82: 0; 83 Year 83: 0; 84 Year 84: 0; 85 Year 85: 0; 86 Year 86: 0; 87 Year 87: 0; 88 Year 88: 0; 89 Year 89: 0; 90 Year 90: 0; 91 Year 91: 0; 92 Year 92: 0; 93 Year 93: 0; 94 Year 94: 0; 95 Year 95: 0; 96 Year 96: 0; 97 Year 97: 0; 98 Year 98: 0; 99 Year 99: 0; 100 Year 100: 0; 101 Year 101: 0; 102 Year 102: 0; 103 Year 103: 0; 104 Year 104: 0
[19 empty] | Variable capex | Input | £000s | 1 Year 1: 0; 2 Year 2: 0; 3 Year 3: 0; 4 Year 4: 0; 5 Year 5: 0; 6 Year 6: 0; 7 Year 7: 0; 8 Year 8: 0; 9 Year 9: 0; 10 Year 10: 0; 11 Year 11: 0; 12 Year 12: 0; 13 Year 13: 0; 14 Year 14: 0; 15 Year 15: 0; 16 Year 16: 0; 17 Year 17: 0; 18 Year 18: 0; 19 Year 19: 0; 20 Year 20: 0; 21 Year 21: 0; 22 Year 22: 0; 23 Year 23: 0; 24 Year 24: 0; 25 Year 25: 0; 26 Year 26: 0; 27 Year 27: 0; 28 Year 28: 0; 29 Year 29: 0; 30 Year 30: 0; 81 Year 81: 0; 82 Year 82: 0; 83 Year 83: 0; 84 Year 84: 0; 85 Year 85: 0; 86 Year 86: 0; 87 Year 87: 0; 88 Year 88: 0; 89 Year 89: 0; 90 Year 90: 0; 91 Year 91: 0; 92 Year 92: 0; 93 Year 93: 0; 94 Year 94: 0; 95 Year 95: 0; 96 Year 96: 0; 97 Year 97: 0; 98 Year 98: 0; 99 Year 99: 0; 100 Year 100: 0; 101 Year 101: 0; 102 Year 102: 0; 103 Year 103: 0; 104 Year 104: 0
[19 empty] | Financing costs | Input | £000s | 1 Year 1: 0.43627; 2 Year 2: 0.43627; 3 Year 3: 0.43627; 4 Year 4: 0.43627; 5 Year 5: 0.43627; 6 Year 6: 0.43627; 7 Year 7: 0.43627; 8 Year 8: 0.43627; 9 Year 9: 0.43627; 10 Year 10: 0.43627; 11 Year 11: 0.43627; 12 Year 12: 0.43627; 13 Year 13: 0.43627; 14 Year 14: 0.43627; 15 Year 15: 0.43627; 16 Year 16: 0.43627; 17 Year 17: 0.43627; 18 Year 18: 0.43627; 19 Year 19: 0.43627; 20 Year 20: 0.43627; 21 Year 21: 0.43627; 22 Year 22: 0.43627; 23 Year 23: 0.43627; 24 Year 24: 0.43627; 25 Year 25: 0.43627; 26 Year 26: 0.43627; 27 Year 27: 0.43627; 28 Year 28: 0.43627; 29 Year 29: 0.43627; 30 Year 30: 0.43627
[19 empty] | Fixed opex | Input | £000s | 1 Year 1: 0; 2 Year 2: 0; 3 Year 3: 0; 4 Year 4: 0; 5 Year 5: 0; 6 Year 6: 0; 7 Year 7: 0; 8 Year 8: 0; 9 Year 9: 0; 10 Year 10: 0; 11 Year 11: 0; 12 Year 12: 0; 13 Year 13: 0; 14 Year 14: 0; 15 Year 15: 0; 16 Year 16: 0; 17 Year 17: 0; 18 Year 18: 0; 19 Year 19: 0; 20 Year 20: 0; 21 Year 21: 0; 22 Year 22: 0; 23 Year 23: 0; 24 Year 24: 0; 25 Year 25: 0; 26 Year 26: 0; 27 Year 27: 0; 28 Year 28: 0; 29 Year 29: 0; 30 Year 30: 0; 81 Year 81: 0; 82 Year 82: 0; 83 Year 83: 0; 84 Year 84: 0; 85 Year 85: 0; 86 Year 86: 0; 87 Year 87: 0; 88 Year 88: 0; 89 Year 89: 0; 90 Year 90: 0; 91 Year 91: 0; 92 Year 92: 0; 93 Year 93: 0; 94 Year 94: 0; 95 Year 95: 0; 96 Year 96: 0; 97 Year 97: 0; 98 Year 98: 0; 99 Year 99: 0; 100 Year 100: 0; 101 Year 101: 0; 102 Year 102: 0; 103 Year 103: 0; 104 Year 104: 0
[19 empty] | Variable opex | Input | £000s | 1 Year 1: 0; 2 Year 2: 0; 3 Year 3: 0; 4 Year 4: 0; 5 Year 5: 0; 6 Year 6: 0; 7 Year 7: 0; 8 Year 8: 0; 9 Year 9: 0; 10 Year 10: 0; 11 Year 11: 0; 12 Year 12: 0; 13 Year 13: 0; 14 Year 14: 0; 15 Year 15: 0; 16 Year 16: 0; 17 Year 17: 0; 18 Year 18: 0; 19 Year 19: 0; 20 Year 20: 0; 21 Year 21: 0; 22 Year 22: 0; 23 Year 23: 0; 24 Year 24: 0; 25 Year 25: 0; 26 Year 26: 0; 27 Year 27: 0; 28 Year 28: 0; 29 Year 29: 0; 30 Year 30: 0; 81 Year 81: 0; 82 Year 82: 0; 83 Year 83: 0; 84 Year 84: 0; 85 Year 85: 0; 86 Year 86: 0; 87 Year 87: 0; 88 Year 88: 0; 89 Year 89: 0; 90 Year 90: 0; 91 Year 91: 0; 92 Year 92: 0; 93 Year 93: 0; 94 Year 94: 0; 95 Year 95: 0; 96 Year 96: 0; 97 Year 97: 0; 98 Year 98: 0; 99 Year 99: 0; 100 Year 100: 0; 101 Year 101: 0; 102 Year 102: 0; 103 Year 103: 0; 104 Year 104: 0
[19 empty] | Opex savings | Input | £000s | 1 Year 1: 0; 2 Year 2: 0; 3 Year 3: 0; 4 Year 4: 0; 5 Year 5: 0; 6 Year 6: 0; 7 Year 7: 0; 8 Year 8: 0; 9 Year 9: 0; 10 Year 10: 0; 11 Year 11: 0; 12 Year 12: 0; 13 Year 13: 0; 14 Year 14: 0; 15 Year 15: 0; 16 Year 16: 0; 17 Year 17: 0; 18 Year 18: 0; 19 Year 19: 0; 20 Year 20: 0; 21 Year 21: 0; 22 Year 22: 0; 23 Year 23: 0; 24 Year 24: 0; 25 Year 25: 0; 26 Year 26: 0; 27 Year 27: 0; 28 Year 28: 0; 29 Year 29: 0; 30 Year 30: 0; 81 Year 81: 0; 82 Year 82: 0; 83 Year 83: 0; 84 Year 84: 0; 85 Year 85: 0; 86 Year 86: 0; 87 Year 87: 0; 88 Year 88: 0; 89 Year 89: 0; 90 Year 90: 0; 91 Year 91: 0; 92 Year 92: 0; 93 Year 93: 0; 94 Year 94: 0; 95 Year 95: 0; 96 Year 96: 0; 97 Year 97: 0; 98 Year 98: 0; 99 Year 99: 0; 100 Year 100: 0; 101 Year 101: 0; 102 Year 102: 0; 103 Year 103: 0; 104 Year 104: 0
[19 empty] | Fixed env & social | Input | £000s | 1 Year 1: 0; 2 Year 2: 0; 3 Year 3: 0; 4 Year 4: 0; 5 Year 5: 0; 6 Year 6: 0; 7 Year 7: 0; 8 Year 8: 0; 9 Year 9: 0; 10 Year 10: 0; 11 Year 11: 0; 12 Year 12: 0; 13 Year 13: 0; 14 Year 14: 0; 15 Year 15: 0; 16 Year 16: 0; 17 Year 17: 0; 18 Year 18: 0; 19 Year 19: 0; 20 Year 20: 0; 21 Year 21: 0; 22 Year 22: 0; 23 Year 23: 0; 24 Year 24: 0; 25 Year 25: 0; 26 Year 26: 0; 27 Year 27: 0; 28 Year 28: 0; 29 Year 29: 0; 30 Year 30: 0; 81 Year 81: 0; 82 Year 82: 0; 83 Year 83: 0; 84 Year 84: 0; 85 Year 85: 0; 86 Year 86: 0; 87 Year 87: 0; 88 Year 88: 0; 89 Year 89: 0; 90 Year 90: 0; 91 Year 91: 0; 92 Year 92: 0; 93 Year 93: 0; 94 Year 94: 0; 95 Year 95: 0; 96 Year 96: 0; 97 Year 97: 0; 98 Year 98: 0; 99 Year 99: 0; 100 Year 100: 0; 101 Year 101: 0; 102 Year 102: 0; 103 Year 103: 0; 104 Year 104: 0
[19 empty] | Variable env & social | Input | £000s | 1 Year 1: 0; 2 Year 2: 0; 3 Year 3: 0; 4 Year 4: 0; 5 Year 5: 0; 6 Year 6: 0; 7 Year 7: 0; 8 Year 8: 0; 9 Year 9: 0; 10 Year 10: 0; 11 Year 11: 0; 12 Year 12: 0; 13 Year 13: 0; 14 Year 14: 0; 15 Year 15: 0; 16 Year 16: 0; 17 Year 17: 0; 18 Year 18: 0; 19 Year 19: 0; 20 Year 20: 0; 21 Year 21: 0; 22 Year 22: 0; 23 Year 23: 0; 24 Year 24: 0; 25 Year 25: 0; 26 Year 26: 0; 27 Year 27: 0; 28 Year 28: 0; 29 Year 29: 0; 30 Year 30: 0; 81 Year 81: 0; 82 Year 82: 0; 83 Year 83: 0; 84 Year 84: 0; 85 Year 85: 0; 86 Year 86: 0; 87 Year 87: 0; 88 Year 88: 0; 89 Year 89: 0; 90 Year 90: 0; 91 Year 91: 0; 92 Year 92: 0; 93 Year 93: 0; 94 Year 94: 0; 95 Year 95: 0; 96 Year 96: 0; 97 Year 97: 0; 98 Year 98: 0; 99 Year 99: 0; 100 Year 100: 0; 101 Year 101: 0; 102 Year 102: 0; 103 Year 103: 0; 104 Year 104: 0
[19 empty] | Fixed carbon costs | Input | £000s | 1 Year 1: 0; 2 Year 2: 0; 3 Year 3: 0; 4 Year 4: 0; 5 Year 5: 0; 6 Year 6: 0; 7 Year 7: 0; 8 Year 8: 0; 9 Year 9: 0; 10 Year 10: 0; 11 Year 11: 0; 12 Year 12: 0; 13 Year 13: 0; 14 Year 14: 0; 15 Year 15: 0; 16 Year 16: 0; 17 Year 17: 0; 18 Year 18: 0; 19 Year 19: 0; 20 Year 20: 0; 21 Year 21: 0; 22 Year 22: 0; 23 Year 23: 0; 24 Year 24: 0; 25 Year 25: 0; 26 Year 26: 0; 27 Year 27: 0; 28 Year 28: 0; 29 Year 29: 0; 30 Year 30: 0; 81 Year 81: 0; 82 Year 82: 0; 83 Year 83: 0; 84 Year 84: 0; 85 Year 85: 0; 86 Year 86: 0; 87 Year 87: 0; 88 Year 88: 0; 89 Year 89: 0; 90 Year 90: 0; 91 Year 91: 0; 92 Year 92: 0; 93 Year 93: 0; 94 Year 94: 0; 95 Year 95: 0; 96 Year 96: 0; 97 Year 97: 0; 98 Year 98: 0; 99 Year 99: 0; 100 Year 100: 0; 101 Year 101: 0; 102 Year 102: 0; 103 Year 103: 0; 104 Year 104: 0
[19 empty] | Variable carbon costs | Input | £000s | 1 Year 1: 0; 2 Year 2: 0; 3 Year 3: 0; 4 Year 4: 0; 5 Year 5: 0; 6 Year 6: 0; 7 Year 7: 0; 8 Year 8: 0; 9 Year 9: 0; 10 Year 10: 0; 11 Year 11: 0; 12 Year 12: 0; 13 Year 13: 0; 14 Year 14: 0; 15 Year 15: 0; 16 Year 16: 0; 17 Year 17: 0; 18 Year 18: 0; 19 Year 19: 0; 20 Year 20: 0; 21 Year 21: 0; 22 Year 22: 0; 23 Year 23: 0; 24 Year 24: 0; 25 Year 25: 0; 26 Year 26: 0; 27 Year 27: 0; 28 Year 28: 0; 29 Year 29: 0; 30 Year 30: 0; 81 Year 81: 0; 82 Year 82: 0; 83 Year 83: 0; 84 Year 84: 0; 85 Year 85: 0; 86 Year 86: 0; 87 Year 87: 0; 88 Year 88: 0; 89 Year 89: 0; 90 Year 90: 0; 91 Year 91: 0; 92 Year 92: 0; 93 Year 93: 0; 94 Year 94: 0; 95 Year 95: 0; 96 Year 96: 0; 97 Year 97: 0; 98 Year 98: 0; 99 Year 99: 0; 100 Year 100: 0; 101 Year 101: 0; 102 Year 102: 0; 103 Year 103: 0; 104 Year 104: 0
[19 empty] | Customer willingness to pay | Input | £000s | 1 Year 1: 72.8214; 2 Year 2: 72.8214; 3 Year 3: 72.8214; 4 Year 4: 72.8214; 5 Year 5: 72.8214; 6 Year 6: 72.8214; 7 Year 7: 72.8214; 8 Year 8: 72.8214; 9 Year 9: 72.8214; 10 Year 10: 72.8214; 11 Year 11: 72.8214; 12 Year 12: 72.8214; 13 Year 13: 72.8214; 14 Year 14: 72.8214; 15 Year 15: 72.8214; 16 Year 16: 72.8214; 17 Year 17: 72.8214; 18 Year 18: 72.8214; 19 Year 19: 72.8214; 20 Year 20: 72.8214; 21 Year 21: 72.8214; 22 Year 22: 72.8214; 23 Year 23: 72.8214; 24 Year 24: 72.8214; 25 Year 25: 72.8214; 26 Year 26: 72.8214; 27 Year 27: 72.8214; 28 Year 28: 72.8214; 29 Year 29: 72.8214; 30 Year 30: 72.8214; 81 Year 81: 0; 82 Year 82: 0; 83 Year 83: 0; 84 Year 84: 0; 85 Year 85: 0; 86 Year 86: 0; 87 Year 87: 0; 88 Year 88: 0; 89 Year 89: 0; 90 Year 90: 0; 91 Year 91: 0; 92 Year 92: 0; 93 Year 93: 0; 94 Year 94: 0; 95 Year 95: 0; 96 Year 96: 0; 97 Year 97: 0; 98 Year 98: 0; 99 Year 99: 0; 100 Year 100: 0; 101 Year 101: 0; 102 Year 102: 0; 103 Year 103: 0; 104 Year 104: 0
[19 empty] | Total | Sum of above (excl WAFU) | £000s | 88.3015 | 73.2576 | 73.2576 | 73.2576 | 73.2576 | 73.2576 | 73.2576 | 73.2576 | 73.2576 | 73.2576 | 73.2576 | 73.2576 | 73.2576 | 73.2576 | 73.2576 | 73.2576 | 73.2576 | 73.2576 | 73.2576 | 73.2576 | 73.2576 | 73.2576 | 73.2576 | 73.2576 | 73.2576 | 73.2576 | 73.2576 | 73.2576 | 73.2576 | 73.2576 | 0 | 0 | 0 | 0 | 0 | 0 | 0 | 0 | 0 | 0 | 0 | 0 | 0 | 0 | 0 | 0 | 0 | 0 | 0 | 0 | 0 | 0 | 0 | 0 | 0 | 0 | 0 | 0 | 0 | 0 | 0 | 0 | 0 | 0 | 0 | 0 | 0 | 0 | 0 | 0 | 0 | 0 | 0 | 0 | 0 | 0 | 0 | 0 | 0 | 0 | 0 | 0 | 0 | 0 | 0 | 0 | 0 | 0 | 0 | 0 | 0 | 0 | 0 | 0 | 0 | 0 | 0 | 0 | 0 | 0 | 0 | 0 | 0 | 0
58.1x | WE004-TY | Ecobeta (Unsolicited) | Other water efficiency | N | 2020-21 | Capacity | 0.0038867 | 27.0051 | 142.4894 | 0 | 0 | 0 | 1386.2104 | 1528.6999 | 527.6395 | 5660.7881 | 4 | 4 | Gains in WAFU / Savings in demand | Input | Ml/d | 1 Year 1: 0.0038867; 2 Year 2: 0.0038867; 3 Year 3: 0.0038867; 4 Year 4: 0.0038867; 5 Year 5: 0.0038867; 6 Year 6: 0.0038867; 7 Year 7: 0.0038867; 8 Year 8: 0.0038867; 9 Year 9: 0.0038867; 10 Year 10: 0.0038867; 11 Year 11: 0.0038867; 12 Year 12: 0.0038867; 13 Year 13: 0.0038867; 14 Year 14: 0.0038867; 15 Year 15: 0.0038867; 16 Year 16: 0.0038867; 17 Year 17: 0.0038867; 18 Year 18: 0.0038867; 19 Year 19: 0.0038867; 20 Year 20: 0.0038867; 21 Year 21: 0.0038867; 22 Year 22: 0.0038867; 23 Year 23: 0.0038867; 24 Year 24: 0.0038867; 25 Year 25: 0.0038867; 26 Year 26: 0.0038867; 27 Year 27: 0.0038867; 28 Year 28: 0.0038867; 29 Year 29: 0.0038867; 30 Year 30: 0.0038867; 81 Year 81: 0; 82 Year 82: 0; 83 Year 83: 0; 84 Year 84: 0; 85 Year 85: 0; 86 Year 86: 0; 87 Year 87: 0; 88 Year 88: 0; 89 Year 89: 0; 90 Year 90: 0; 91 Year 91: 0; 92 Year 92: 0; 93 Year 93: 0; 94 Year 94: 0; 95 Year 95: 0; 96 Year 96: 0; 97 Year 97: 0; 98 Year 98: 0; 99 Year 99: 0; 100 Year 100: 0; 101 Year 101: 0; 102 Year 102: 0; 103 Year 103: 0; 104 Year 104: 0
[19 empty] | Fixed capex | Input | £000s | 1 Year 1: 91.808; 2 Year 2: 0; 3 Year 3: 0; 4 Year 4: 0; 5 Year 5: 0; 6 Year 6: 0; 7 Year 7: 0; 8 Year 8: 0; 9 Year 9: 0; 10 Year 10: 0; 11 Year 11: 0; 12 Year 12: 0; 13 Year 13: 0; 14 Year 14: 0; 15 Year 15: 0; 16 Year 16: 0; 17 Year 17: 0; 18 Year 18: 0; 19 Year 19: 0; 20 Year 20: 0; 21 Year 21: 0; 22 Year 22: 0; 23 Year 23: 0; 24 Year 24: 0; 25 Year 25: 0; 26 Year 26: 0; 27 Year 27: 0; 28 Year 28: 0; 29 Year 29: 0; 30 Year 30: 0; 81 Year 81: 0; 82 Year 82: 0; 83 Year 83: 0; 84 Year 84: 0; 85 Year 85: 0; 86 Year 86: 0; 87 Year 87: 0; 88 Year 88: 0; 89 Year 89: 0; 90 Year 90: 0; 91 Year 91: 0; 92 Year 92: 0; 93 Year 93: 0; 94 Year 94: 0; 95 Year 95: 0; 96 Year 96: 0; 97 Year 97: 0; 98 Year 98: 0; 99 Year 99: 0; 100 Year 100: 0; 101 Year 101: 0; 102 Year 102: 0; 103 Year 103: 0; 104 Year 104: 0
[19 empty] | Variable capex | Input | £000s | 1 Year 1: 0; 2 Year 2: 0; 3 Year 3: 0; 4 Year 4: 0; 5 Year 5: 0; 6 Year 6: 0; 7 Year 7: 0; 8 Year 8: 0; 9 Year 9: 0; 10 Year 10: 0; 11 Year 11: 0; 12 Year 12: 0; 13 Year 13: 0; 14 Year 14: 0; 15 Year 15: 0; 16 Year 16: 0; 17 Year 17: 0; 18 Year 18: 0; 19 Year 19: 0; 20 Year 20: 0; 21 Year 21: 0; 22 Year 22: 0; 23 Year 23: 0; 24 Year 24: 0; 25 Year 25: 0; 26 Year 26: 0; 27 Year 27: 0; 28 Year 28: 0; 29 Year 29: 0; 30 Year 30: 0; 81 Year 81: 0; 82 Year 82: 0; 83 Year 83: 0; 84 Year 84: 0; 85 Year 85: 0; 86 Year 86: 0; 87 Year 87: 0; 88 Year 88: 0; 89 Year 89: 0; 90 Year 90: 0; 91 Year 91: 0; 92 Year 92: 0; 93 Year 93: 0; 94 Year 94: 0; 95 Year 95: 0; 96 Year 96: 0; 97 Year 97: 0; 98 Year 98: 0; 99 Year 99: 0; 100 Year 100: 0; 101 Year 101: 0; 102 Year 102: 0; 103 Year 103: 0; 104 Year 104: 0
[19 empty] | Financing costs | Input | £000s | 1 Year 1: 2.6624; 2 Year 2: 2.6624; 3 Year 3: 2.6624; 4 Year 4: 2.6624; 5 Year 5: 2.6624; 6 Year 6: 2.6624; 7 Year 7: 2.6624; 8 Year 8: 2.6624; 9 Year 9: 2.6624; 10 Year 10: 2.6624; 11 Year 11: 2.6624; 12 Year 12: 2.6624; 13 Year 13: 2.6624; 14 Year 14: 2.6624; 15 Year 15: 2.6624; 16 Year 16: 2.6624; 17 Year 17: 2.6624; 18 Year 18: 2.6624; 19 Year 19: 2.6624; 20 Year 20: 2.6624; 21 Year 21: 2.6624; 22 Year 22: 2.6624; 23 Year 23: 2.6624; 24 Year 24: 2.6624; 25 Year 25: 2.6624; 26 Year 26: 2.6624; 27 Year 27: 2.6624; 28 Year 28: 2.6624; 29 Year 29: 2.6624; 30 Year 30: 2.6624
[19 empty] | Fixed opex | Input | £000s | 1 Year 1: 0; 2 Year 2: 0; 3 Year 3: 0; 4 Year 4: 0; 5 Year 5: 0; 6 Year 6: 0; 7 Year 7: 0; 8 Year 8: 0; 9 Year 9: 0; 10 Year 10: 0; 11 Year 11: 0; 12 Year 12: 0; 13 Year 13: 0; 14 Year 14: 0; 15 Year 15: 0; 16 Year 16: 0; 17 Year 17: 0; 18 Year 18: 0; 19 Year 19: 0; 20 Year 20: 0; 21 Year 21: 0; 22 Year 22: 0; 23 Year 23: 0; 24 Year 24: 0; 25 Year 25: 0; 26 Year 26: 0; 27 Year 27: 0; 28 Year 28: 0; 29 Year 29: 0; 30 Year 30: 0; 81 Year 81: 0; 82 Year 82: 0; 83 Year 83: 0; 84 Year 84: 0; 85 Year 85: 0; 86 Year 86: 0; 87 Year 87: 0; 88 Year 88: 0; 89 Year 89: 0; 90 Year 90: 0; 91 Year 91: 0; 92 Year 92: 0; 93 Year 93: 0; 94 Year 94: 0; 95 Year 95: 0; 96 Year 96: 0; 97 Year 97: 0; 98 Year 98: 0; 99 Year 99: 0; 100 Year 100: 0; 101 Year 101: 0; 102 Year 102: 0; 103 Year 103: 0; 104 Year 104: 0
[19 empty] | Variable opex | Input | £000s | 1 Year 1: 0; 2 Year 2: 0; 3 Year 3: 0; 4 Year 4: 0; 5 Year 5: 0; 6 Year 6: 0; 7 Year 7: 0; 8 Year 8: 0; 9 Year 9: 0; 10 Year 10: 0; 11 Year 11: 0; 12 Year 12: 0; 13 Year 13: 0; 14 Year 14: 0; 15 Year 15: 0; 16 Year 16: 0; 17 Year 17: 0; 18 Year 18: 0; 19 Year 19: 0; 20 Year 20: 0; 21 Year 21: 0; 22 Year 22: 0; 23 Year 23: 0; 24 Year 24: 0; 25 Year 25: 0; 26 Year 26: 0; 27 Year 27: 0; 28 Year 28: 0; 29 Year 29: 0; 30 Year 30: 0; 81 Year 81: 0; 82 Year 82: 0; 83 Year 83: 0; 84 Year 84: 0; 85 Year 85: 0; 86 Year 86: 0; 87 Year 87: 0; 88 Year 88: 0; 89 Year 89: 0; 90 Year 90: 0; 91 Year 91: 0; 92 Year 92: 0; 93 Year 93: 0; 94 Year 94: 0; 95 Year 95: 0; 96 Year 96: 0; 97 Year 97: 0; 98 Year 98: 0; 99 Year 99: 0; 100 Year 100: 0; 101 Year 101: 0; 102 Year 102: 0; 103 Year 103: 0; 104 Year 104: 0
[19 empty] | Opex savings | Input | £000s | 1 Year 1: 0; 2 Year 2: 0; 3 Year 3: 0; 4 Year 4: 0; 5 Year 5: 0; 6 Year 6: 0; 7 Year 7: 0; 8 Year 8: 0; 9 Year 9: 0; 10 Year 10: 0; 11 Year 11: 0; 12 Year 12: 0; 13 Year 13: 0; 14 Year 14: 0; 15 Year 15: 0; 16 Year 16: 0; 17 Year 17: 0; 18 Year 18: 0; 19 Year 19: 0; 20 Year 20: 0; 21 Year 21: 0; 22 Year 22: 0; 23 Year 23: 0; 24 Year 24: 0; 25 Year 25: 0; 26 Year 26: 0; 27 Year 27: 0; 28 Year 28: 0; 29 Year 29: 0; 30 Year 30: 0; 81 Year 81: 0; 82 Year 82: 0; 83 Year 83: 0; 84 Year 84: 0; 85 Year 85: 0; 86 Year 86: 0; 87 Year 87: 0; 88 Year 88: 0; 89 Year 89: 0; 90 Year 90: 0; 91 Year 91: 0; 92 Year 92: 0; 93 Year 93: 0; 94 Year 94: 0; 95 Year 95: 0; 96 Year 96: 0; 97 Year 97: 0; 98 Year 98: 0; 99 Year 99: 0; 100 Year 100: 0; 101 Year 101: 0; 102 Year 102: 0; 103 Year 103: 0; 104 Year 104: 0
[19 empty] | Fixed env & social | Input | £000s | 1 Year 1: 0; 2 Year 2: 0; 3 Year 3: 0; 4 Year 4: 0; 5 Year 5: 0; 6 Year 6: 0; 7 Year 7: 0; 8 Year 8: 0; 9 Year 9: 0; 10 Year 10: 0; 11 Year 11: 0; 12 Year 12: 0; 13 Year 13: 0; 14 Year 14: 0; 15 Year 15: 0; 16 Year 16: 0; 17 Year 17: 0; 18 Year 18: 0; 19 Year 19: 0; 20 Year 20: 0; 21 Year 21: 0; 22 Year 22: 0; 23 Year 23: 0; 24 Year 24: 0; 25 Year 25: 0; 26 Year 26: 0; 27 Year 27: 0; 28 Year 28: 0; 29 Year 29: 0; 30 Year 30: 0; 81 Year 81: 0; 82 Year 82: 0; 83 Year 83: 0; 84 Year 84: 0; 85 Year 85: 0; 86 Year 86: 0; 87 Year 87: 0; 88 Year 88: 0; 89 Year 89: 0; 90 Year 90: 0; 91 Year 91: 0; 92 Year 92: 0; 93 Year 93: 0; 94 Year 94: 0; 95 Year 95: 0; 96 Year 96: 0; 97 Year 97: 0; 98 Year 98: 0; 99 Year 99: 0; 100 Year 100: 0; 101 Year 101: 0; 102 Year 102: 0; 103 Year 103: 0; 104 Year 104: 0
[19 empty] | Variable env & social | Input | £000s | 1 Year 1: 0; 2 Year 2: 0; 3 Year 3: 0; 4 Year 4: 0; 5 Year 5: 0; 6 Year 6: 0; 7 Year 7: 0; 8 Year 8: 0; 9 Year 9: 0; 10 Year 10: 0; 11 Year 11: 0; 12 Year 12: 0; 13 Year 13: 0; 14 Year 14: 0; 15 Year 15: 0; 16 Year 16: 0; 17 Year 17: 0; 18 Year 18: 0; 19 Year 19: 0; 20 Year 20: 0; 21 Year 21: 0; 22 Year 22: 0; 23 Year 23: 0; 24 Year 24: 0; 25 Year 25: 0; 26 Year 26: 0; 27 Year 27: 0; 28 Year 28: 0; 29 Year 29: 0; 30 Year 30: 0; 81 Year 81: 0; 82 Year 82: 0; 83 Year 83: 0; 84 Year 84: 0; 85 Year 85: 0; 86 Year 86: 0; 87 Year 87: 0; 88 Year 88: 0; 89 Year 89: 0; 90 Year 90: 0; 91 Year 91: 0; 92 Year 92: 0; 93 Year 93: 0; 94 Year 94: 0; 95 Year 95: 0; 96 Year 96: 0; 97 Year 97: 0; 98 Year 98: 0; 99 Year 99: 0; 100 Year 100: 0; 101 Year 101: 0; 102 Year 102: 0; 103 Year 103: 0; 104 Year 104: 0
[19 empty] | Fixed carbon costs | Input | £000s | 1 Year 1: 0; 2 Year 2: 0; 3 Year 3: 0; 4 Year 4: 0; 5 Year 5: 0; 6 Year 6: 0; 7 Year 7: 0; 8 Year 8: 0; 9 Year 9: 0; 10 Year 10: 0; 11 Year 11: 0; 12 Year 12: 0; 13 Year 13: 0; 14 Year 14: 0; 15 Year 15: 0; 16 Year 16: 0; 17 Year 17: 0; 18 Year 18: 0; 19 Year 19: 0; 20 Year 20: 0; 21 Year 21: 0; 22 Year 22: 0; 23 Year 23: 0; 24 Year 24: 0; 25 Year 25: 0; 26 Year 26: 0; 27 Year 27: 0; 28 Year 28: 0; 29 Year 29: 0; 30 Year 30: 0; 81 Year 81: 0; 82 Year 82: 0; 83 Year 83: 0; 84 Year 84: 0; 85 Year 85: 0; 86 Year 86: 0; 87 Year 87: 0; 88 Year 88: 0; 89 Year 89: 0; 90 Year 90: 0; 91 Year 91: 0; 92 Year 92: 0; 93 Year 93: 0; 94 Year 94: 0; 95 Year 95: 0; 96 Year 96: 0; 97 Year 97: 0; 98 Year 98: 0; 99 Year 99: 0; 100 Year 100: 0; 101 Year 101: 0; 102 Year 102: 0; 103 Year 103: 0; 104 Year 104: 0
[19 empty] | Variable carbon costs | Input | £000s | 1 Year 1: 0; 2 Year 2: 0; 3 Year 3: 0; 4 Year 4: 0; 5 Year 5: 0; 6 Year 6: 0; 7 Year 7: 0; 8 Year 8: 0; 9 Year 9: 0; 10 Year 10: 0; 11 Year 11: 0; 12 Year 12: 0; 13 Year 13: 0; 14 Year 14: 0; 15 Year 15: 0; 16 Year 16: 0; 17 Year 17: 0; 18 Year 18: 0; 19 Year 19: 0; 20 Year 20: 0; 21 Year 21: 0; 22 Year 22: 0; 23 Year 23: 0; 24 Year 24: 0; 25 Year 25: 0; 26 Year 26: 0; 27 Year 27: 0; 28 Year 28: 0; 29 Year 29: 0; 30 Year 30: 0; 81 Year 81: 0; 82 Year 82: 0; 83 Year 83: 0; 84 Year 84: 0; 85 Year 85: 0; 86 Year 86: 0; 87 Year 87: 0; 88 Year 88: 0; 89 Year 89: 0; 90 Year 90: 0; 91 Year 91: 0; 92 Year 92: 0; 93 Year 93: 0; 94 Year 94: 0; 95 Year 95: 0; 96 Year 96: 0; 97 Year 97: 0; 98 Year 98: 0; 99 Year 99: 0; 100 Year 100: 0; 101 Year 101: 0; 102 Year 102: 0; 103 Year 103: 0; 104 Year 104: 0
[19 empty] | Customer willingness to pay | Input | £000s | 1 Year 1: 72.8214; 2 Year 2: 72.8214; 3 Year 3: 72.8214; 4 Year 4: 72.8214; 5 Year 5: 72.8214; 6 Year 6: 72.8214; 7 Year 7: 72.8214; 8 Year 8: 72.8214; 9 Year 9: 72.8214; 10 Year 10: 72.8214; 11 Year 11: 72.8214; 12 Year 12: 72.8214; 13 Year 13: 72.8214; 14 Year 14: 72.8214; 15 Year 15: 72.8214; 16 Year 16: 72.8214; 17 Year 17: 72.8214; 18 Year 18: 72.8214; 19 Year 19: 72.8214; 20 Year 20: 72.8214; 21 Year 21: 72.8214; 22 Year 22: 72.8214; 23 Year 23: 72.8214; 24 Year 24: 72.8214; 25 Year 25: 72.8214; 26 Year 26: 72.8214; 27 Year 27: 72.8214; 28 Year 28: 72.8214; 29 Year 29: 72.8214; 30 Year 30: 72.8214; 81 Year 81: 0; 82 Year 82: 0; 83 Year 83: 0; 84 Year 84: 0; 85 Year 85: 0; 86 Year 86: 0; 87 Year 87: 0; 88 Year 88: 0; 89 Year 89: 0; 90 Year 90: 0; 91 Year 91: 0; 92 Year 92: 0; 93 Year 93: 0; 94 Year 94: 0; 95 Year 95: 0; 96 Year 96: 0; 97 Year 97: 0; 98 Year 98: 0; 99 Year 99: 0; 100 Year 100: 0; 101 Year 101: 0; 102 Year 102: 0; 103 Year 103: 0; 104 Year 104: 0
[19 empty] | Total | Sum of above (excl WAFU) | £000s | 167.2918 | 75.4838 | 75.4838 | 75.4838 | 75.4838 | 75.4838 | 75.4838 | 75.4838 | 75.4838 | 75.4838 | 75.4838 | 75.4838 | 75.4838 | 75.4838 | 75.4838 | 75.4838 | 75.4838 | 75.4838 | 75.4838 | 75.4838 | 75.4838 | 75.4838 | 75.4838 | 75.4838 | 75.4838 | 75.4838 | 75.4838 | 75.4838 | 75.4838 | 75.4838 | 0 | 0 | 0 | 0 | 0 | 0 | 0 | 0 | 0 | 0 | 0 | 0 | 0 | 0 | 0 | 0 | 0 | 0 | 0 | 0 | 0 | 0 | 0 | 0 | 0 | 0 | 0 | 0 | 0 | 0 | 0 | 0 | 0 | 0 | 0 | 0 | 0 | 0 | 0 | 0 | 0 | 0 | 0 | 0 | 0 | 0 | 0 | 0 | 0 | 0 | 0 | 0 | 0 | 0 | 0 | 0 | 0 | 0 | 0 | 0 | 0 | 0 | 0 | 0 | 0 | 0 | 0 | 0 | 0 | 0 | 0 | 0 | 0 | 0
58.1x | WE003-TY | Ecobeta (Solicited) | Other water efficiency | N | 2020-21 | Capacity | 0.0038867 | 27.0051 | 19.3569 | 0 | 0 | 0 | 1386.2104 | 1405.5673 | 71.6786 | 5204.8273 | 4 | 4 | Gains in WAFU / Savings in demand | Input | Ml/d | 1 Year 1: 0.0038867; 2 Year 2: 0.0038867; 3 Year 3: 0.0038867; 4 Year 4: 0.0038867; 5 Year 5: 0.0038867; 6 Year 6: 0.0038867; 7 Year 7: 0.0038867; 8 Year 8: 0.0038867; 9 Year 9: 0.0038867; 10 Year 10: 0.0038867; 11 Year 11: 0.0038867; 12 Year 12: 0.0038867; 13 Year 13: 0.0038867; 14 Year 14: 0.0038867; 15 Year 15: 0.0038867; 16 Year 16: 0.0038867; 17 Year 17: 0.0038867; 18 Year 18: 0.0038867; 19 Year 19: 0.0038867; 20 Year 20: 0.0038867; 21 Year 21: 0.0038867; 22 Year 22: 0.0038867; 23 Year 23: 0.0038867; 24 Year 24: 0.0038867; 25 Year 25: 0.0038867; 26 Year 26: 0.0038867; 27 Year 27: 0.0038867; 28 Year 28: 0.0038867; 29 Year 29: 0.0038867; 30 Year 30: 0.0038867; 81 Year 81: 0; 82 Year 82: 0; 83 Year 83: 0; 84 Year 84: 0; 85 Year 85: 0; 86 Year 86: 0; 87 Year 87: 0; 88 Year 88: 0; 89 Year 89: 0; 90 Year 90: 0; 91 Year 91: 0; 92 Year 92: 0; 93 Year 93: 0; 94 Year 94: 0; 95 Year 95: 0; 96 Year 96: 0; 97 Year 97: 0; 98 Year 98: 0; 99 Year 99: 0; 100 Year 100: 0; 101 Year 101: 0; 102 Year 102: 0; 103 Year 103: 0; 104 Year 104: 0
[19 empty] | Fixed capex | Input | £000s | 1 Year 1: 12.4719; 2 Year 2: 0; 3 Year 3: 0; 4 Year 4: 0; 5 Year 5: 0; 6 Year 6: 0; 7 Year 7: 0; 8 Year 8: 0; 9 Year 9: 0; 10 Year 10: 0; 11 Year 11: 0; 12 Year 12: 0; 13 Year 13: 0; 14 Year 14: 0; 15 Year 15: 0; 16 Year 16: 0; 17 Year 17: 0; 18 Year 18: 0; 19 Year 19: 0; 20 Year 20: 0; 21 Year 21: 0; 22 Year 22: 0; 23 Year 23: 0; 24 Year 24: 0; 25 Year 25: 0; 26 Year 26: 0; 27 Year 27: 0; 28 Year 28: 0; 29 Year 29: 0; 30 Year 30: 0; 81 Year 81: 0; 82 Year 82: 0; 83 Year 83: 0; 84 Year 84: 0; 85 Year 85: 0; 86 Year 86: 0; 87 Year 87: 0; 88 Year 88: 0; 89 Year 89: 0; 90 Year 90: 0; 91 Year 91: 0; 92 Year 92: 0; 93 Year 93: 0; 94 Year 94: 0; 95 Year 95: 0; 96 Year 96: 0; 97 Year 97: 0; 98 Year 98: 0; 99 Year 99: 0; 100 Year 100: 0; 101 Year 101: 0; 102 Year 102: 0; 103 Year 103: 0; 104 Year 104: 0
[19 empty] | Variable capex | Input | £000s | 1 Year 1: 0; 2 Year 2: 0; 3 Year 3: 0; 4 Year 4: 0; 5 Year 5: 0; 6 Year 6: 0; 7 Year 7: 0; 8 Year 8: 0; 9 Year 9: 0; 10 Year 10: 0; 11 Year 11: 0; 12 Year 12: 0; 13 Year 13: 0; 14 Year 14: 0; 15 Year 15: 0; 16 Year 16: 0; 17 Year 17: 0; 18 Year 18: 0; 19 Year 19: 0; 20 Year 20: 0; 21 Year 21: 0; 22 Year 22: 0; 23 Year 23: 0; 24 Year 24: 0; 25 Year 25: 0; 26 Year 26: 0; 27 Year 27: 0; 28 Year 28: 0; 29 Year 29: 0; 30 Year 30: 0; 81 Year 81: 0; 82 Year 82: 0; 83 Year 83: 0; 84 Year 84: 0; 85 Year 85: 0; 86 Year 86: 0; 87 Year 87: 0; 88 Year 88: 0; 89 Year 89: 0; 90 Year 90: 0; 91 Year 91: 0; 92 Year 92: 0; 93 Year 93: 0; 94 Year 94: 0; 95 Year 95: 0; 96 Year 96: 0; 97 Year 97: 0; 98 Year 98: 0; 99 Year 99: 0; 100 Year 100: 0; 101 Year 101: 0; 102 Year 102: 0; 103 Year 103: 0; 104 Year 104: 0
[19 empty] | Financing costs | Input | £000s | 1 Year 1: 0.36169; 2 Year 2: 0.36169; 3 Year 3: 0.36169; 4 Year 4: 0.36169; 5 Year 5: 0.36169; 6 Year 6: 0.36169; 7 Year 7: 0.36169; 8 Year 8: 0.36169; 9 Year 9: 0.36169; 10 Year 10: 0.36169; 11 Year 11: 0.36169; 12 Year 12: 0.36169; 13 Year 13: 0.36169; 14 Year 14: 0.36169; 15 Year 15: 0.36169; 16 Year 16: 0.36169; 17 Year 17: 0.36169; 18 Year 18: 0.36169; 19 Year 19: 0.36169; 20 Year 20: 0.36169; 21 Year 21: 0.36169; 22 Year 22: 0.36169; 23 Year 23: 0.36169; 24 Year 24: 0.36169; 25 Year 25: 0.36169; 26 Year 26: 0.36169; 27 Year 27: 0.36169; 28 Year 28: 0.36169; 29 Year 29: 0.36169; 30 Year 30: 0.36169
[19 empty] | Fixed opex | Input | £000s | 1 Year 1: 0; 2 Year 2: 0; 3 Year 3: 0; 4 Year 4: 0; 5 Year 5: 0; 6 Year 6: 0; 7 Year 7: 0; 8 Year 8: 0; 9 Year 9: 0; 10 Year 10: 0; 11 Year 11: 0; 12 Year 12: 0; 13 Year 13: 0; 14 Year 14: 0; 15 Year 15: 0; 16 Year 16: 0; 17 Year 17: 0; 18 Year 18: 0; 19 Year 19: 0; 20 Year 20: 0; 21 Year 21: 0; 22 Year 22: 0; 23 Year 23: 0; 24 Year 24: 0; 25 Year 25: 0; 26 Year 26: 0; 27 Year 27: 0; 28 Year 28: 0; 29 Year 29: 0; 30 Year 30: 0; 81 Year 81: 0; 82 Year 82: 0; 83 Year 83: 0; 84 Year 84: 0; 85 Year 85: 0; 86 Year 86: 0; 87 Year 87: 0; 88 Year 88: 0; 89 Year 89: 0; 90 Year 90: 0; 91 Year 91: 0; 92 Year 92: 0; 93 Year 93: 0; 94 Year 94: 0; 95 Year 95: 0; 96 Year 96: 0; 97 Year 97: 0; 98 Year 98: 0; 99 Year 99: 0; 100 Year 100: 0; 101 Year 101: 0; 102 Year 102: 0; 103 Year 103: 0; 104 Year 104: 0
[19 empty] | Variable opex | Input | £000s | 1 Year 1: 0; 2 Year 2: 0; 3 Year 3: 0; 4 Year 4: 0; 5 Year 5: 0; 6 Year 6: 0; 7 Year 7: 0; 8 Year 8: 0; 9 Year 9: 0; 10 Year 10: 0; 11 Year 11: 0; 12 Year 12: 0; 13 Year 13: 0; 14 Year 14: 0; 15 Year 15: 0; 16 Year 16: 0; 17 Year 17: 0; 18 Year 18: 0; 19 Year 19: 0; 20 Year 20: 0; 21 Year 21: 0; 22 Year 22: 0; 23 Year 23: 0; 24 Year 24: 0; 25 Year 25: 0; 26 Year 26: 0; 27 Year 27: 0; 28 Year 28: 0; 29 Year 29: 0; 30 Year 30: 0; 81 Year 81: 0; 82 Year 82: 0; 83 Year 83: 0; 84 Year 84: 0; 85 Year 85: 0; 86 Year 86: 0; 87 Year 87: 0; 88 Year 88: 0; 89 Year 89: 0; 90 Year 90: 0; 91 Year 91: 0; 92 Year 92: 0; 93 Year 93: 0; 94 Year 94: 0; 95 Year 95: 0; 96 Year 96: 0; 97 Year 97: 0; 98 Year 98: 0; 99 Year 99: 0; 100 Year 100: 0; 101 Year 101: 0; 102 Year 102: 0; 103 Year 103: 0; 104 Year 104: 0
[19 empty] | Opex savings | Input | £000s | 1 Year 1: 0; 2 Year 2: 0; 3 Year 3: 0; 4 Year 4: 0; 5 Year 5: 0; 6 Year 6: 0; 7 Year 7: 0; 8 Year 8: 0; 9 Year 9: 0; 10 Year 10: 0; 11 Year 11: 0; 12 Year 12: 0; 13 Year 13: 0; 14 Year 14: 0; 15 Year 15: 0; 16 Year 16: 0; 17 Year 17: 0; 18 Year 18: 0; 19 Year 19: 0; 20 Year 20: 0; 21 Year 21: 0; 22 Year 22: 0; 23 Year 23: 0; 24 Year 24: 0; 25 Year 25: 0; 26 Year 26: 0; 27 Year 27: 0; 28 Year 28: 0; 29 Year 29: 0; 30 Year 30: 0; 81 Year 81: 0; 82 Year 82: 0; 83 Year 83: 0; 84 Year 84: 0; 85 Year 85: 0; 86 Year 86: 0; 87 Year 87: 0; 88 Year 88: 0; 89 Year 89: 0; 90 Year 90: 0; 91 Year 91: 0; 92 Year 92: 0; 93 Year 93: 0; 94 Year 94: 0; 95 Year 95: 0; 96 Year 96: 0; 97 Year 97: 0; 98 Year 98: 0; 99 Year 99: 0; 100 Year 100: 0; 101 Year 101: 0; 102 Year 102: 0; 103 Year 103: 0; 104 Year 104: 0
[19 empty] | Fixed env & social | Input | £000s | 1 Year 1: 0; 2 Year 2: 0; 3 Year 3: 0; 4 Year 4: 0; 5 Year 5: 0; 6 Year 6: 0; 7 Year 7: 0; 8 Year 8: 0; 9 Year 9: 0; 10 Year 10: 0; 11 Year 11: 0; 12 Year 12: 0; 13 Year 13: 0; 14 Year 14: 0; 15 Year 15: 0; 16 Year 16: 0; 17 Year 17: 0; 18 Year 18: 0; 19 Year 19: 0; 20 Year 20: 0; 21 Year 21: 0; 22 Year 22: 0; 23 Year 23: 0; 24 Year 24: 0; 25 Year 25: 0; 26 Year 26: 0; 27 Year 27: 0; 28 Year 28: 0; 29 Year 29: 0; 30 Year 30: 0; 81 Year 81: 0; 82 Year 82: 0; 83 Year 83: 0; 84 Year 84: 0; 85 Year 85: 0; 86 Year 86: 0; 87 Year 87: 0; 88 Year 88: 0; 89 Year 89: 0; 90 Year 90: 0; 91 Year 91: 0; 92 Year 92: 0; 93 Year 93: 0; 94 Year 94: 0; 95 Year 95: 0; 96 Year 96: 0; 97 Year 97: 0; 98 Year 98: 0; 99 Year 99: 0; 100 Year 100: 0; 101 Year 101: 0; 102 Year 102: 0; 103 Year 103: 0; 104 Year 104: 0
[19 empty] | Variable env & social | Input | £000s | 1 Year 1: 0; 2 Year 2: 0; 3 Year 3: 0; 4 Year 4: 0; 5 Year 5: 0; 6 Year 6: 0; 7 Year 7: 0; 8 Year 8: 0; 9 Year 9: 0; 10 Year 10: 0; 11 Year 11: 0; 12 Year 12: 0; 13 Year 13: 0; 14 Year 14: 0; 15 Year 15: 0; 16 Year 16: 0; 17 Year 17: 0; 18 Year 18: 0; 19 Year 19: 0; 20 Year 20: 0; 21 Year 21: 0; 22 Year 22: 0; 23 Year 23: 0; 24 Year 24: 0; 25 Year 25: 0; 26 Year 26: 0; 27 Year 27: 0; 28 Year 28: 0; 29 Year 29: 0; 30 Year 30: 0; 81 Year 81: 0; 82 Year 82: 0; 83 Year 83: 0; 84 Year 84: 0; 85 Year 85: 0; 86 Year 86: 0; 87 Year 87: 0; 88 Year 88: 0; 89 Year 89: 0; 90 Year 90: 0; 91 Year 91: 0; 92 Year 92: 0; 93 Year 93: 0; 94 Year 94: 0; 95 Year 95: 0; 96 Year 96: 0; 97 Year 97: 0; 98 Year 98: 0; 99 Year 99: 0; 100 Year 100: 0; 101 Year 101: 0; 102 Year 102: 0; 103 Year 103: 0; 104 Year 104: 0
[19 empty] | Fixed carbon costs | Input | £000s | 1 Year 1: 0; 2 Year 2: 0; 3 Year 3: 0; 4 Year 4: 0; 5 Year 5: 0; 6 Year 6: 0; 7 Year 7: 0; 8 Year 8: 0; 9 Year 9: 0; 10 Year 10: 0; 11 Year 11: 0; 12 Year 12: 0; 13 Year 13: 0; 14 Year 14: 0; 15 Year 15: 0; 16 Year 16: 0; 17 Year 17: 0; 18 Year 18: 0; 19 Year 19: 0; 20 Year 20: 0; 21 Year 21: 0; 22 Year 22: 0; 23 Year 23: 0; 24 Year 24: 0; 25 Year 25: 0; 26 Year 26: 0; 27 Year 27: 0; 28 Year 28: 0; 29 Year 29: 0; 30 Year 30: 0; 81 Year 81: 0; 82 Year 82: 0; 83 Year 83: 0; 84 Year 84: 0; 85 Year 85: 0; 86 Year 86: 0; 87 Year 87: 0; 88 Year 88: 0; 89 Year 89: 0; 90 Year 90: 0; 91 Year 91: 0; 92 Year 92: 0; 93 Year 93: 0; 94 Year 94: 0; 95 Year 95: 0; 96 Year 96: 0; 97 Year 97: 0; 98 Year 98: 0; 99 Year 99: 0; 100 Year 100: 0; 101 Year 101: 0; 102 Year 102: 0; 103 Year 103: 0; 104 Year 104: 0
[19 empty] | Variable carbon costs | Input | £000s | 1 Year 1: 0; 2 Year 2: 0; 3 Year 3: 0; 4 Year 4: 0; 5 Year 5: 0; 6 Year 6: 0; 7 Year 7: 0; 8 Year 8: 0; 9 Year 9: 0; 10 Year 10: 0; 11 Year 11: 0; 12 Year 12: 0; 13 Year 13: 0; 14 Year 14: 0; 15 Year 15: 0; 16 Year 16: 0; 17 Year 17: 0; 18 Year 18: 0; 19 Year 19: 0; 20 Year 20: 0; 21 Year 21: 0; 22 Year 22: 0; 23 Year 23: 0; 24 Year 24: 0; 25 Year 25: 0; 26 Year 26: 0; 27 Year 27: 0; 28 Year 28: 0; 29 Year 29: 0; 30 Year 30: 0; 81 Year 81: 0; 82 Year 82: 0; 83 Year 83: 0; 84 Year 84: 0; 85 Year 85: 0; 86 Year 86: 0; 87 Year 87: 0; 88 Year 88: 0; 89 Year 89: 0; 90 Year 90: 0; 91 Year 91: 0; 92 Year 92: 0; 93 Year 93: 0; 94 Year 94: 0; 95 Year 95: 0; 96 Year 96: 0; 97 Year 97: 0; 98 Year 98: 0; 99 Year 99: 0; 100 Year 100: 0; 101 Year 101: 0; 102 Year 102: 0; 103 Year 103: 0; 104 Year 104: 0
[19 empty] | Customer willingness to pay | Input | £000s | 1 Year 1: 72.8214; 2 Year 2: 72.8214; 3 Year 3: 72.8214; 4 Year 4: 72.8214; 5 Year 5: 72.8214; 6 Year 6: 72.8214; 7 Year 7: 72.8214; 8 Year 8: 72.8214; 9 Year 9: 72.8214; 10 Year 10: 72.8214; 11 Year 11: 72.8214; 12 Year 12: 72.8214; 13 Year 13: 72.8214; 14 Year 14: 72.8214; 15 Year 15: 72.8214; 16 Year 16: 72.8214; 17 Year 17: 72.8214; 18 Year 18: 72.8214; 19 Year 19: 72.8214; 20 Year 20: 72.8214; 21 Year 21: 72.8214; 22 Year 22: 72.8214; 23 Year 23: 72.8214; 24 Year 24: 72.8214; 25 Year 25: 72.8214; 26 Year 26: 72.8214; 27 Year 27: 72.8214; 28 Year 28: 72.8214; 29 Year 29: 72.8214; 30 Year 30: 72.8214; 81 Year 81: 0; 82 Year 82: 0; 83 Year 83: 0; 84 Year 84: 0; 85 Year 85: 0; 86 Year 86: 0; 87 Year 87: 0; 88 Year 88: 0; 89 Year 89: 0; 90 Year 90: 0; 91 Year 91: 0; 92 Year 92: 0; 93 Year 93: 0; 94 Year 94: 0; 95 Year 95: 0; 96 Year 96: 0; 97 Year 97: 0; 98 Year 98: 0; 99 Year 99: 0; 100 Year 100: 0; 101 Year 101: 0; 102 Year 102: 0; 103 Year 103: 0; 104 Year 104: 0
[19 empty] | Total | Sum of above (excl WAFU) | £000s | 85.655 | 73.183 | 73.183 | 73.183 | 73.183 | 73.183 | 73.183 | 73.183 | 73.183 | 73.183 | 73.183 | 73.183 | 73.183 | 73.183 | 73.183 | 73.183 | 73.183 | 73.183 | 73.183 | 73.183 | 73.183 | 73.183 | 73.183 | 73.183 | 73.183 | 73.183 | 73.183 | 73.183 | 73.183 | 73.183 | 0 | 0 | 0 | 0 | 0 | 0 | 0 | 0 | 0 | 0 | 0 | 0 | 0 | 0 | 0 | 0 | 0 | 0 | 0 | 0 | 0 | 0 | 0 | 0 | 0 | 0 | 0 | 0 | 0 | 0 | 0 | 0 | 0 | 0 | 0 | 0 | 0 | 0 | 0 | 0 | 0 | 0 | 0 | 0 | 0 | 0 | 0 | 0 | 0 | 0 | 0 | 0 | 0 | 0 | 0 | 0 | 0 | 0 | 0 | 0 | 0 | 0 | 0 | 0 | 0 | 0 | 0 | 0 | 0 | 0 | 0 | 0 | 0 | 0
58.1x | WE002-TY | Hippo (Unsolicited) | Cistern displacement device | N | 2020-21 | Capacity | 0.0050696 | 35.224 | 10.4568 | 0 | 0 | 0 | 1386.2104 | 1396.6673 | 29.6866 | 3965.1006 | 4 | 4 | Gains in WAFU / Savings in demand | Input | Ml/d | 1 Year 1: 0.0050696; 2 Year 2: 0.0050696; 3 Year 3: 0.0050696; 4 Year 4: 0.0050696; 5 Year 5: 0.0050696; 6 Year 6: 0.0050696; 7 Year 7: 0.0050696; 8 Year 8: 0.0050696; 9 Year 9: 0.0050696; 10 Year 10: 0.0050696; 11 Year 11: 0.0050696; 12 Year 12: 0.0050696; 13 Year 13: 0.0050696; 14 Year 14: 0.0050696; 15 Year 15: 0.0050696; 16 Year 16: 0.0050696; 17 Year 17: 0.0050696; 18 Year 18: 0.0050696; 19 Year 19: 0.0050696; 20 Year 20: 0.0050696; 21 Year 21: 0.0050696; 22 Year 22: 0.0050696; 23 Year 23: 0.0050696; 24 Year 24: 0.0050696; 25 Year 25: 0.0050696; 26 Year 26: 0.0050696; 27 Year 27: 0.0050696; 28 Year 28: 0.0050696; 29 Year 29: 0.0050696; 30 Year 30: 0.0050696; 81 Year 81: 0; 82 Year 82: 0; 83 Year 83: 0; 84 Year 84: 0; 85 Year 85: 0; 86 Year 86: 0; 87 Year 87: 0; 88 Year 88: 0; 89 Year 89: 0; 90 Year 90: 0; 91 Year 91: 0; 92 Year 92: 0; 93 Year 93: 0; 94 Year 94: 0; 95 Year 95: 0; 96 Year 96: 0; 97 Year 97: 0; 98 Year 98: 0; 99 Year 99: 0; 100 Year 100: 0; 101 Year 101: 0; 102 Year 102: 0; 103 Year 103: 0; 104 Year 104: 0
[19 empty] | Fixed capex | Input | £000s | 1 Year 1: 6.7375; 2 Year 2: 0; 3 Year 3: 0; 4 Year 4: 0; 5 Year 5: 0; 6 Year 6: 0; 7 Year 7: 0; 8 Year 8: 0; 9 Year 9: 0; 10 Year 10: 0; 11 Year 11: 0; 12 Year 12: 0; 13 Year 13: 0; 14 Year 14: 0; 15 Year 15: 0; 16 Year 16: 0; 17 Year 17: 0; 18 Year 18: 0; 19 Year 19: 0; 20 Year 20: 0; 21 Year 21: 0; 22 Year 22: 0; 23 Year 23: 0; 24 Year 24: 0; 25 Year 25: 0; 26 Year 26: 0; 27 Year 27: 0; 28 Year 28: 0; 29 Year 29: 0; 30 Year 30: 0; 81 Year 81: 0; 82 Year 82: 0; 83 Year 83: 0; 84 Year 84: 0; 85 Year 85: 0; 86 Year 86: 0; 87 Year 87: 0; 88 Year 88: 0; 89 Year 89: 0; 90 Year 90: 0; 91 Year 91: 0; 92 Year 92: 0; 93 Year 93: 0; 94 Year 94: 0; 95 Year 95: 0; 96 Year 96: 0; 97 Year 97: 0; 98 Year 98: 0; 99 Year 99: 0; 100 Year 100: 0; 101 Year 101: 0; 102 Year 102: 0; 103 Year 103: 0; 104 Year 104: 0
[19 empty] | Variable capex | Input | £000s | 1 Year 1: 0; 2 Year 2: 0; 3 Year 3: 0; 4 Year 4: 0; 5 Year 5: 0; 6 Year 6: 0; 7 Year 7: 0; 8 Year 8: 0; 9 Year 9: 0; 10 Year 10: 0; 11 Year 11: 0; 12 Year 12: 0; 13 Year 13: 0; 14 Year 14: 0; 15 Year 15: 0; 16 Year 16: 0; 17 Year 17: 0; 18 Year 18: 0; 19 Year 19: 0; 20 Year 20: 0; 21 Year 21: 0; 22 Year 22: 0; 23 Year 23: 0; 24 Year 24: 0; 25 Year 25: 0; 26 Year 26: 0; 27 Year 27: 0; 28 Year 28: 0; 29 Year 29: 0; 30 Year 30: 0; 81 Year 81: 0; 82 Year 82: 0; 83 Year 83: 0; 84 Year 84: 0; 85 Year 85: 0; 86 Year 86: 0; 87 Year 87: 0; 88 Year 88: 0; 89 Year 89: 0; 90 Year 90: 0; 91 Year 91: 0; 92 Year 92: 0; 93 Year 93: 0; 94 Year 94: 0; 95 Year 95: 0; 96 Year 96: 0; 97 Year 97: 0; 98 Year 98: 0; 99 Year 99: 0; 100 Year 100: 0; 101 Year 101: 0; 102 Year 102: 0; 103 Year 103: 0; 104 Year 104: 0
[19 empty] | Financing costs | Input | £000s | 1 Year 1: 0.19539; 2 Year 2: 0.19539; 3 Year 3: 0.19539; 4 Year 4: 0.19539; 5 Year 5: 0.19539; 6 Year 6: 0.19539; 7 Year 7: 0.19539; 8 Year 8: 0.19539; 9 Year 9: 0.19539; 10 Year 10: 0.19539; 11 Year 11: 0.19539; 12 Year 12: 0.19539; 13 Year 13: 0.19539; 14 Year 14: 0.19539; 15 Year 15: 0.19539; 16 Year 16: 0.19539; 17 Year 17: 0.19539; 18 Year 18: 0.19539; 19 Year 19: 0.19539; 20 Year 20: 0.19539; 21 Year 21: 0.19539; 22 Year 22: 0.19539; 23 Year 23: 0.19539; 24 Year 24: 0.19539; 25 Year 25: 0.19539; 26 Year 26: 0.19539; 27 Year 27: 0.19539; 28 Year 28: 0.19539; 29 Year 29: 0.19539; 30 Year 30: 0.19539
[19 empty] | Fixed opex | Input | £000s | 1 Year 1: 0; 2 Year 2: 0; 3 Year 3: 0; 4 Year 4: 0; 5 Year 5: 0; 6 Year 6: 0; 7 Year 7: 0; 8 Year 8: 0; 9 Year 9: 0; 10 Year 10: 0; 11 Year 11: 0; 12 Year 12: 0; 13 Year 13: 0; 14 Year 14: 0; 15 Year 15: 0; 16 Year 16: 0; 17 Year 17: 0; 18 Year 18: 0; 19 Year 19: 0; 20 Year 20: 0; 21 Year 21: 0; 22 Year 22: 0; 23 Year 23: 0; 24 Year 24: 0; 25 Year 25: 0; 26 Year 26: 0; 27 Year 27: 0; 28 Year 28: 0; 29 Year 29: 0; 30 Year 30: 0; 81 Year 81: 0; 82 Year 82: 0; 83 Year 83: 0; 84 Year 84: 0; 85 Year 85: 0; 86 Year 86: 0; 87 Year 87: 0; 88 Year 88: 0; 89 Year 89: 0; 90 Year 90: 0; 91 Year 91: 0; 92 Year 92: 0; 93 Year 93: 0; 94 Year 94: 0; 95 Year 95: 0; 96 Year 96: 0; 97 Year 97: 0; 98 Year 98: 0; 99 Year 99: 0; 100 Year 100: 0; 101 Year 101: 0; 102 Year 102: 0; 103 Year 103: 0; 104 Year 104: 0
[19 empty] | Variable opex | Input | £000s | 1 Year 1: 0; 2 Year 2: 0; 3 Year 3: 0; 4 Year 4: 0; 5 Year 5: 0; 6 Year 6: 0; 7 Year 7: 0; 8 Year 8: 0; 9 Year 9: 0; 10 Year 10: 0; 11 Year 11: 0; 12 Year 12: 0; 13 Year 13: 0; 14 Year 14: 0; 15 Year 15: 0; 16 Year 16: 0; 17 Year 17: 0; 18 Year 18: 0; 19 Year 19: 0; 20 Year 20: 0; 21 Year 21: 0; 22 Year 22: 0; 23 Year 23: 0; 24 Year 24: 0; 25 Year 25: 0; 26 Year 26: 0; 27 Year 27: 0; 28 Year 28: 0; 29 Year 29: 0; 30 Year 30: 0; 81 Year 81: 0; 82 Year 82: 0; 83 Year 83: 0; 84 Year 84: 0; 85 Year 85: 0; 86 Year 86: 0; 87 Year 87: 0; 88 Year 88: 0; 89 Year 89: 0; 90 Year 90: 0; 91 Year 91: 0; 92 Year 92: 0; 93 Year 93: 0; 94 Year 94: 0; 95 Year 95: 0; 96 Year 96: 0; 97 Year 97: 0; 98 Year 98: 0; 99 Year 99: 0; 100 Year 100: 0; 101 Year 101: 0; 102 Year 102: 0; 103 Year 103: 0; 104 Year 104: 0
[19 empty] | Opex savings | Input | £000s | 1 Year 1: 0; 2 Year 2: 0; 3 Year 3: 0; 4 Year 4: 0; 5 Year 5: 0; 6 Year 6: 0; 7 Year 7: 0; 8 Year 8: 0; 9 Year 9: 0; 10 Year 10: 0; 11 Year 11: 0; 12 Year 12: 0; 13 Year 13: 0; 14 Year 14: 0; 15 Year 15: 0; 16 Year 16: 0; 17 Year 17: 0; 18 Year 18: 0; 19 Year 19: 0; 20 Year 20: 0; 21 Year 21: 0; 22 Year 22: 0; 23 Year 23: 0; 24 Year 24: 0; 25 Year 25: 0; 26 Year 26: 0; 27 Year 27: 0; 28 Year 28: 0; 29 Year 29: 0; 30 Year 30: 0; 81 Year 81: 0; 82 Year 82: 0; 83 Year 83: 0; 84 Year 84: 0; 85 Year 85: 0; 86 Year 86: 0; 87 Year 87: 0; 88 Year 88: 0; 89 Year 89: 0; 90 Year 90: 0; 91 Year 91: 0; 92 Year 92: 0; 93 Year 93: 0; 94 Year 94: 0; 95 Year 95: 0; 96 Year 96: 0; 97 Year 97: 0; 98 Year 98: 0; 99 Year 99: 0; 100 Year 100: 0; 101 Year 101: 0; 102 Year 102: 0; 103 Year 103: 0; 104 Year 104: 0
[19 empty] | Fixed env & social | Input | £000s | 1 Year 1: 0; 2 Year 2: 0; 3 Year 3: 0; 4 Year 4: 0; 5 Year 5: 0; 6 Year 6: 0; 7 Year 7: 0; 8 Year 8: 0; 9 Year 9: 0; 10 Year 10: 0; 11 Year 11: 0; 12 Year 12: 0; 13 Year 13: 0; 14 Year 14: 0; 15 Year 15: 0; 16 Year 16: 0; 17 Year 17: 0; 18 Year 18: 0; 19 Year 19: 0; 20 Year 20: 0; 21 Year 21: 0; 22 Year 22: 0; 23 Year 23: 0; 24 Year 24: 0; 25 Year 25: 0; 26 Year 26: 0; 27 Year 27: 0; 28 Year 28: 0; 29 Year 29: 0; 30 Year 30: 0; 81 Year 81: 0; 82 Year 82: 0; 83 Year 83: 0; 84 Year 84: 0; 85 Year 85: 0; 86 Year 86: 0; 87 Year 87: 0; 88 Year 88: 0; 89 Year 89: 0; 90 Year 90: 0; 91 Year 91: 0; 92 Year 92: 0; 93 Year 93: 0; 94 Year 94: 0; 95 Year 95: 0; 96 Year 96: 0; 97 Year 97: 0; 98 Year 98: 0; 99 Year 99: 0; 100 Year 100: 0; 101 Year 101: 0; 102 Year 102: 0; 103 Year 103: 0; 104 Year 104: 0
[19 empty] | Variable env & social | Input | £000s | 1 Year 1: 0; 2 Year 2: 0; 3 Year 3: 0; 4 Year 4: 0; 5 Year 5: 0; 6 Year 6: 0; 7 Year 7: 0; 8 Year 8: 0; 9 Year 9: 0; 10 Year 10: 0; 11 Year 11: 0; 12 Year 12: 0; 13 Year 13: 0; 14 Year 14: 0; 15 Year 15: 0; 16 Year 16: 0; 17 Year 17: 0; 18 Year 18: 0; 19 Year 19: 0; 20 Year 20: 0; 21 Year 21: 0; 22 Year 22: 0; 23 Year 23: 0; 24 Year 24: 0; 25 Year 25: 0; 26 Year 26: 0; 27 Year 27: 0; 28 Year 28: 0; 29 Year 29: 0; 30 Year 30: 0; 81 Year 81: 0; 82 Year 82: 0; 83 Year 83: 0; 84 Year 84: 0; 85 Year 85: 0; 86 Year 86: 0; 87 Year 87: 0; 88 Year 88: 0; 89 Year 89: 0; 90 Year 90: 0; 91 Year 91: 0; 92 Year 92: 0; 93 Year 93: 0; 94 Year 94: 0; 95 Year 95: 0; 96 Year 96: 0; 97 Year 97: 0; 98 Year 98: 0; 99 Year 99: 0; 100 Year 100: 0; 101 Year 101: 0; 102 Year 102: 0; 103 Year 103: 0; 104 Year 104: 0
[19 empty] | Fixed carbon costs | Input | £000s | 1 Year 1: 0; 2 Year 2: 0; 3 Year 3: 0; 4 Year 4: 0; 5 Year 5: 0; 6 Year 6: 0; 7 Year 7: 0; 8 Year 8: 0; 9 Year 9: 0; 10 Year 10: 0; 11 Year 11: 0; 12 Year 12: 0; 13 Year 13: 0; 14 Year 14: 0; 15 Year 15: 0; 16 Year 16: 0; 17 Year 17: 0; 18 Year 18: 0; 19 Year 19: 0; 20 Year 20: 0; 21 Year 21: 0; 22 Year 22: 0; 23 Year 23: 0; 24 Year 24: 0; 25 Year 25: 0; 26 Year 26: 0; 27 Year 27: 0; 28 Year 28: 0; 29 Year 29: 0; 30 Year 30: 0; 81 Year 81: 0; 82 Year 82: 0; 83 Year 83: 0; 84 Year 84: 0; 85 Year 85: 0; 86 Year 86: 0; 87 Year 87: 0; 88 Year 88: 0; 89 Year 89: 0; 90 Year 90: 0; 91 Year 91: 0; 92 Year 92: 0; 93 Year 93: 0; 94 Year 94: 0; 95 Year 95: 0; 96 Year 96: 0; 97 Year 97: 0; 98 Year 98: 0; 99 Year 99: 0; 100 Year 100: 0; 101 Year 101: 0; 102 Year 102: 0; 103 Year 103: 0; 104 Year 104: 0
[19 empty] | Variable carbon costs | Input | £000s | 1 Year 1: 0; 2 Year 2: 0; 3 Year 3: 0; 4 Year 4: 0; 5 Year 5: 0; 6 Year 6: 0; 7 Year 7: 0; 8 Year 8: 0; 9 Year 9: 0; 10 Year 10: 0; 11 Year 11: 0; 12 Year 12: 0; 13 Year 13: 0; 14 Year 14: 0; 15 Year 15: 0; 16 Year 16: 0; 17 Year 17: 0; 18 Year 18: 0; 19 Year 19: 0; 20 Year 20: 0; 21 Year 21: 0; 22 Year 22: 0; 23 Year 23: 0; 24 Year 24: 0; 25 Year 25: 0; 26 Year 26: 0; 27 Year 27: 0; 28 Year 28: 0; 29 Year 29: 0; 30 Year 30: 0; 81 Year 81: 0; 82 Year 82: 0; 83 Year 83: 0; 84 Year 84: 0; 85 Year 85: 0; 86 Year 86: 0; 87 Year 87: 0; 88 Year 88: 0; 89 Year 89: 0; 90 Year 90: 0; 91 Year 91: 0; 92 Year 92: 0; 93 Year 93: 0; 94 Year 94: 0; 95 Year 95: 0; 96 Year 96: 0; 97 Year 97: 0; 98 Year 98: 0; 99 Year 99: 0; 100 Year 100: 0; 101 Year 101: 0; 102 Year 102: 0; 103 Year 103: 0; 104 Year 104: 0
[19 empty] | Customer willingness to pay | Input | £000s | 1 Year 1: 72.8214; 2 Year 2: 72.8214; 3 Year 3: 72.8214; 4 Year 4: 72.8214; 5 Year 5: 72.8214; 6 Year 6: 72.8214; 7 Year 7: 72.8214; 8 Year 8: 72.8214; 9 Year 9: 72.8214; 10 Year 10: 72.8214; 11 Year 11: 72.8214; 12 Year 12: 72.8214; 13 Year 13: 72.8214; 14 Year 14: 72.8214; 15 Year 15: 72.8214; 16 Year 16: 72.8214; 17 Year 17: 72.8214; 18 Year 18: 72.8214; 19 Year 19: 72.8214; 20 Year 20: 72.8214; 21 Year 21: 72.8214; 22 Year 22: 72.8214; 23 Year 23: 72.8214; 24 Year 24: 72.8214; 25 Year 25: 72.8214; 26 Year 26: 72.8214; 27 Year 27: 72.8214; 28 Year 28: 72.8214; 29 Year 29: 72.8214; 30 Year 30: 72.8214; 81 Year 81: 0; 82 Year 82: 0; 83 Year 83: 0; 84 Year 84: 0; 85 Year 85: 0; 86 Year 86: 0; 87 Year 87: 0; 88 Year 88: 0; 89 Year 89: 0; 90 Year 90: 0; 91 Year 91: 0; 92 Year 92: 0; 93 Year 93: 0; 94 Year 94: 0; 95 Year 95: 0; 96 Year 96: 0; 97 Year 97: 0; 98 Year 98: 0; 99 Year 99: 0; 100 Year 100: 0; 101 Year 101: 0; 102 Year 102: 0; 103 Year 103: 0; 104 Year 104: 0
[19 empty] | Total | Sum of above (excl WAFU) | £000s | 79.7542 | 73.0167 | 73.0167 | 73.0167 | 73.0167 | 73.0167 | 73.0167 | 73.0167 | 73.0167 | 73.0167 | 73.0167 | 73.0167 | 73.0167 | 73.0167 | 73.0167 | 73.0167 | 73.0167 | 73.0167 | 73.0167 | 73.0167 | 73.0167 | 73.0167 | 73.0167 | 73.0167 | 73.0167 | 73.0167 | 73.0167 | 73.0167 | 73.0167 | 73.0167 | 0 | 0 | 0 | 0 | 0 | 0 | 0 | 0 | 0 | 0 | 0 | 0 | 0 | 0 | 0 | 0 | 0 | 0 | 0 | 0 | 0 | 0 | 0 | 0 | 0 | 0 | 0 | 0 | 0 | 0 | 0 | 0 | 0 | 0 | 0 | 0 | 0 | 0 | 0 | 0 | 0 | 0 | 0 | 0 | 0 | 0 | 0 | 0 | 0 | 0 | 0 | 0 | 0 | 0 | 0 | 0 | 0 | 0 | 0 | 0 | 0 | 0 | 0 | 0 | 0 | 0 | 0 | 0 | 0 | 0 | 0 | 0 | 0 | 0
58.1x | WE001-TY | Hippo (Solicited) | Cistern displacement device | N | 2020-21 | Capacity | 0.0050696 | 35.224 | 10.846 | 0 | 0 | 0 | 1386.2104 | 1397.0565 | 30.7916 | 3966.2056 | 4 | 4 | Gains in WAFU / Savings in demand | Input | Ml/d | 1 Year 1: 0.0050696; 2 Year 2: 0.0050696; 3 Year 3: 0.0050696; 4 Year 4: 0.0050696; 5 Year 5: 0.0050696; 6 Year 6: 0.0050696; 7 Year 7: 0.0050696; 8 Year 8: 0.0050696; 9 Year 9: 0.0050696; 10 Year 10: 0.0050696; 11 Year 11: 0.0050696; 12 Year 12: 0.0050696; 13 Year 13: 0.0050696; 14 Year 14: 0.0050696; 15 Year 15: 0.0050696; 16 Year 16: 0.0050696; 17 Year 17: 0.0050696; 18 Year 18: 0.0050696; 19 Year 19: 0.0050696; 20 Year 20: 0.0050696; 21 Year 21: 0.0050696; 22 Year 22: 0.0050696; 23 Year 23: 0.0050696; 24 Year 24: 0.0050696; 25 Year 25: 0.0050696; 26 Year 26: 0.0050696; 27 Year 27: 0.0050696; 28 Year 28: 0.0050696; 29 Year 29: 0.0050696; 30 Year 30: 0.0050696; 81 Year 81: 0; 82 Year 82: 0; 83 Year 83: 0; 84 Year 84: 0; 85 Year 85: 0; 86 Year 86: 0; 87 Year 87: 0; 88 Year 88: 0; 89 Year 89: 0; 90 Year 90: 0; 91 Year 91: 0; 92 Year 92: 0; 93 Year 93: 0; 94 Year 94: 0; 95 Year 95: 0; 96 Year 96: 0; 97 Year 97: 0; 98 Year 98: 0; 99 Year 99: 0; 100 Year 100: 0; 101 Year 101: 0; 102 Year 102: 0; 103 Year 103: 0; 104 Year 104: 0
[19 empty] | Fixed capex | Input | £000s | 1 Year 1: 6.9883; 2 Year 2: 0; 3 Year 3: 0; 4 Year 4: 0; 5 Year 5: 0; 6 Year 6: 0; 7 Year 7: 0; 8 Year 8: 0; 9 Year 9: 0; 10 Year 10: 0; 11 Year 11: 0; 12 Year 12: 0; 13 Year 13: 0; 14 Year 14: 0; 15 Year 15: 0; 16 Year 16: 0; 17 Year 17: 0; 18 Year 18: 0; 19 Year 19: 0; 20 Year 20: 0; 21 Year 21: 0; 22 Year 22: 0; 23 Year 23: 0; 24 Year 24: 0; 25 Year 25: 0; 26 Year 26: 0; 27 Year 27: 0; 28 Year 28: 0; 29 Year 29: 0; 30 Year 30: 0; 81 Year 81: 0; 82 Year 82: 0; 83 Year 83: 0; 84 Year 84: 0; 85 Year 85: 0; 86 Year 86: 0; 87 Year 87: 0; 88 Year 88: 0; 89 Year 89: 0; 90 Year 90: 0; 91 Year 91: 0; 92 Year 92: 0; 93 Year 93: 0; 94 Year 94: 0; 95 Year 95: 0; 96 Year 96: 0; 97 Year 97: 0; 98 Year 98: 0; 99 Year 99: 0; 100 Year 100: 0; 101 Year 101: 0; 102 Year 102: 0; 103 Year 103: 0; 104 Year 104: 0
[19 empty] | Variable capex | Input | £000s | 1 Year 1: 0; 2 Year 2: 0; 3 Year 3: 0; 4 Year 4: 0; 5 Year 5: 0; 6 Year 6: 0; 7 Year 7: 0; 8 Year 8: 0; 9 Year 9: 0; 10 Year 10: 0; 11 Year 11: 0; 12 Year 12: 0; 13 Year 13: 0; 14 Year 14: 0; 15 Year 15: 0; 16 Year 16: 0; 17 Year 17: 0; 18 Year 18: 0; 19 Year 19: 0; 20 Year 20: 0; 21 Year 21: 0; 22 Year 22: 0; 23 Year 23: 0; 24 Year 24: 0; 25 Year 25: 0; 26 Year 26: 0; 27 Year 27: 0; 28 Year 28: 0; 29 Year 29: 0; 30 Year 30: 0; 81 Year 81: 0; 82 Year 82: 0; 83 Year 83: 0; 84 Year 84: 0; 85 Year 85: 0; 86 Year 86: 0; 87 Year 87: 0; 88 Year 88: 0; 89 Year 89: 0; 90 Year 90: 0; 91 Year 91: 0; 92 Year 92: 0; 93 Year 93: 0; 94 Year 94: 0; 95 Year 95: 0; 96 Year 96: 0; 97 Year 97: 0; 98 Year 98: 0; 99 Year 99: 0; 100 Year 100: 0; 101 Year 101: 0; 102 Year 102: 0; 103 Year 103: 0; 104 Year 104: 0
[19 empty] | Financing costs | Input | £000s | 1 Year 1: 0.20266; 2 Year 2: 0.20266; 3 Year 3: 0.20266; 4 Year 4: 0.20266; 5 Year 5: 0.20266; 6 Year 6: 0.20266; 7 Year 7: 0.20266; 8 Year 8: 0.20266; 9 Year 9: 0.20266; 10 Year 10: 0.20266; 11 Year 11: 0.20266; 12 Year 12: 0.20266; 13 Year 13: 0.20266; 14 Year 14: 0.20266; 15 Year 15: 0.20266; 16 Year 16: 0.20266; 17 Year 17: 0.20266; 18 Year 18: 0.20266; 19 Year 19: 0.20266; 20 Year 20: 0.20266; 21 Year 21: 0.20266; 22 Year 22: 0.20266; 23 Year 23: 0.20266; 24 Year 24: 0.20266; 25 Year 25: 0.20266; 26 Year 26: 0.20266; 27 Year 27: 0.20266; 28 Year 28: 0.20266; 29 Year 29: 0.20266; 30 Year 30: 0.20266
[19 empty] | Fixed opex | Input | £000s | 1 Year 1: 0; 2 Year 2: 0; 3 Year 3: 0; 4 Year 4: 0; 5 Year 5: 0; 6 Year 6: 0; 7 Year 7: 0; 8 Year 8: 0; 9 Year 9: 0; 10 Year 10: 0; 11 Year 11: 0; 12 Year 12: 0; 13 Year 13: 0; 14 Year 14: 0; 15 Year 15: 0; 16 Year 16: 0; 17 Year 17: 0; 18 Year 18: 0; 19 Year 19: 0; 20 Year 20: 0; 21 Year 21: 0; 22 Year 22: 0; 23 Year 23: 0; 24 Year 24: 0; 25 Year 25: 0; 26 Year 26: 0; 27 Year 27: 0; 28 Year 28: 0; 29 Year 29: 0; 30 Year 30: 0; 81 Year 81: 0; 82 Year 82: 0; 83 Year 83: 0; 84 Year 84: 0; 85 Year 85: 0; 86 Year 86: 0; 87 Year 87: 0; 88 Year 88: 0; 89 Year 89: 0; 90 Year 90: 0; 91 Year 91: 0; 92 Year 92: 0; 93 Year 93: 0; 94 Year 94: 0; 95 Year 95: 0; 96 Year 96: 0; 97 Year 97: 0; 98 Year 98: 0; 99 Year 99: 0; 100 Year 100: 0; 101 Year 101: 0; 102 Year 102: 0; 103 Year 103: 0; 104 Year 104: 0
[19 empty] | Variable opex | Input | £000s | 1 Year 1: 0; 2 Year 2: 0; 3 Year 3: 0; 4 Year 4: 0; 5 Year 5: 0; 6 Year 6: 0; 7 Year 7: 0; 8 Year 8: 0; 9 Year 9: 0; 10 Year 10: 0; 11 Year 11: 0; 12 Year 12: 0; 13 Year 13: 0; 14 Year 14: 0; 15 Year 15: 0; 16 Year 16: 0; 17 Year 17: 0; 18 Year 18: 0; 19 Year 19: 0; 20 Year 20: 0; 21 Year 21: 0; 22 Year 22: 0; 23 Year 23: 0; 24 Year 24: 0; 25 Year 25: 0; 26 Year 26: 0; 27 Year 27: 0; 28 Year 28: 0; 29 Year 29: 0; 30 Year 30: 0; 81 Year 81: 0; 82 Year 82: 0; 83 Year 83: 0; 84 Year 84: 0; 85 Year 85: 0; 86 Year 86: 0; 87 Year 87: 0; 88 Year 88: 0; 89 Year 89: 0; 90 Year 90: 0; 91 Year 91: 0; 92 Year 92: 0; 93 Year 93: 0; 94 Year 94: 0; 95 Year 95: 0; 96 Year 96: 0; 97 Year 97: 0; 98 Year 98: 0; 99 Year 99: 0; 100 Year 100: 0; 101 Year 101: 0; 102 Year 102: 0; 103 Year 103: 0; 104 Year 104: 0
[19 empty] | Opex savings | Input | £000s | 1 Year 1: 0; 2 Year 2: 0; 3 Year 3: 0; 4 Year 4: 0; 5 Year 5: 0; 6 Year 6: 0; 7 Year 7: 0; 8 Year 8: 0; 9 Year 9: 0; 10 Year 10: 0; 11 Year 11: 0; 12 Year 12: 0; 13 Year 13: 0; 14 Year 14: 0; 15 Year 15: 0; 16 Year 16: 0; 17 Year 17: 0; 18 Year 18: 0; 19 Year 19: 0; 20 Year 20: 0; 21 Year 21: 0; 22 Year 22: 0; 23 Year 23: 0; 24 Year 24: 0; 25 Year 25: 0; 26 Year 26: 0; 27 Year 27: 0; 28 Year 28: 0; 29 Year 29: 0; 30 Year 30: 0; 81 Year 81: 0; 82 Year 82: 0; 83 Year 83: 0; 84 Year 84: 0; 85 Year 85: 0; 86 Year 86: 0; 87 Year 87: 0; 88 Year 88: 0; 89 Year 89: 0; 90 Year 90: 0; 91 Year 91: 0; 92 Year 92: 0; 93 Year 93: 0; 94 Year 94: 0; 95 Year 95: 0; 96 Year 96: 0; 97 Year 97: 0; 98 Year 98: 0; 99 Year 99: 0; 100 Year 100: 0; 101 Year 101: 0; 102 Year 102: 0; 103 Year 103: 0; 104 Year 104: 0
[19 empty] | Fixed env & social | Input | £000s | 1 Year 1: 0; 2 Year 2: 0; 3 Year 3: 0; 4 Year 4: 0; 5 Year 5: 0; 6 Year 6: 0; 7 Year 7: 0; 8 Year 8: 0; 9 Year 9: 0; 10 Year 10: 0; 11 Year 11: 0; 12 Year 12: 0; 13 Year 13: 0; 14 Year 14: 0; 15 Year 15: 0; 16 Year 16: 0; 17 Year 17: 0; 18 Year 18: 0; 19 Year 19: 0; 20 Year 20: 0; 21 Year 21: 0; 22 Year 22: 0; 23 Year 23: 0; 24 Year 24: 0; 25 Year 25: 0; 26 Year 26: 0; 27 Year 27: 0; 28 Year 28: 0; 29 Year 29: 0; 30 Year 30: 0; 81 Year 81: 0; 82 Year 82: 0; 83 Year 83: 0; 84 Year 84: 0; 85 Year 85: 0; 86 Year 86: 0; 87 Year 87: 0; 88 Year 88: 0; 89 Year 89: 0; 90 Year 90: 0; 91 Year 91: 0; 92 Year 92: 0; 93 Year 93: 0; 94 Year 94: 0; 95 Year 95: 0; 96 Year 96: 0; 97 Year 97: 0; 98 Year 98: 0; 99 Year 99: 0; 100 Year 100: 0; 101 Year 101: 0; 102 Year 102: 0; 103 Year 103: 0; 104 Year 104: 0
[19 empty] | Variable env & social | Input | £000s | 1 Year 1: 0; 2 Year 2: 0; 3 Year 3: 0; 4 Year 4: 0; 5 Year 5: 0; 6 Year 6: 0; 7 Year 7: 0; 8 Year 8: 0; 9 Year 9: 0; 10 Year 10: 0; 11 Year 11: 0; 12 Year 12: 0; 13 Year 13: 0; 14 Year 14: 0; 15 Year 15: 0; 16 Year 16: 0; 17 Year 17: 0; 18 Year 18: 0; 19 Year 19: 0; 20 Year 20: 0; 21 Year 21: 0; 22 Year 22: 0; 23 Year 23: 0; 24 Year 24: 0; 25 Year 25: 0; 26 Year 26: 0; 27 Year 27: 0; 28 Year 28: 0; 29 Year 29: 0; 30 Year 30: 0; 81 Year 81: 0; 82 Year 82: 0; 83 Year 83: 0; 84 Year 84: 0; 85 Year 85: 0; 86 Year 86: 0; 87 Year 87: 0; 88 Year 88: 0; 89 Year 89: 0; 90 Year 90: 0; 91 Year 91: 0; 92 Year 92: 0; 93 Year 93: 0; 94 Year 94: 0; 95 Year 95: 0; 96 Year 96: 0; 97 Year 97: 0; 98 Year 98: 0; 99 Year 99: 0; 100 Year 100: 0; 101 Year 101: 0; 102 Year 102: 0; 103 Year 103: 0; 104 Year 104: 0
[19 empty] | Fixed carbon costs | Input | £000s | 1 Year 1: 0; 2 Year 2: 0; 3 Year 3: 0; 4 Year 4: 0; 5 Year 5: 0; 6 Year 6: 0; 7 Year 7: 0; 8 Year 8: 0; 9 Year 9: 0; 10 Year 10: 0; 11 Year 11: 0; 12 Year 12: 0; 13 Year 13: 0; 14 Year 14: 0; 15 Year 15: 0; 16 Year 16: 0; 17 Year 17: 0; 18 Year 18: 0; 19 Year 19: 0; 20 Year 20: 0; 21 Year 21: 0; 22 Year 22: 0; 23 Year 23: 0; 24 Year 24: 0; 25 Year 25: 0; 26 Year 26: 0; 27 Year 27: 0; 28 Year 28: 0; 29 Year 29: 0; 30 Year 30: 0; 81 Year 81: 0; 82 Year 82: 0; 83 Year 83: 0; 84 Year 84: 0; 85 Year 85: 0; 86 Year 86: 0; 87 Year 87: 0; 88 Year 88: 0; 89 Year 89: 0; 90 Year 90: 0; 91 Year 91: 0; 92 Year 92: 0; 93 Year 93: 0; 94 Year 94: 0; 95 Year 95: 0; 96 Year 96: 0; 97 Year 97: 0; 98 Year 98: 0; 99 Year 99: 0; 100 Year 100: 0; 101 Year 101: 0; 102 Year 102: 0; 103 Year 103: 0; 104 Year 104: 0
[19 empty] | Variable carbon costs | Input | £000s | 1 Year 1: 0; 2 Year 2: 0; 3 Year 3: 0; 4 Year 4: 0; 5 Year 5: 0; 6 Year 6: 0; 7 Year 7: 0; 8 Year 8: 0; 9 Year 9: 0; 10 Year 10: 0; 11 Year 11: 0; 12 Year 12: 0; 13 Year 13: 0; 14 Year 14: 0; 15 Year 15: 0; 16 Year 16: 0; 17 Year 17: 0; 18 Year 18: 0; 19 Year 19: 0; 20 Year 20: 0; 21 Year 21: 0; 22 Year 22: 0; 23 Year 23: 0; 24 Year 24: 0; 25 Year 25: 0; 26 Year 26: 0; 27 Year 27: 0; 28 Year 28: 0; 29 Year 29: 0; 30 Year 30: 0; 81 Year 81: 0; 82 Year 82: 0; 83 Year 83: 0; 84 Year 84: 0; 85 Year 85: 0; 86 Year 86: 0; 87 Year 87: 0; 88 Year 88: 0; 89 Year 89: 0; 90 Year 90: 0; 91 Year 91: 0; 92 Year 92: 0; 93 Year 93: 0; 94 Year 94: 0; 95 Year 95: 0; 96 Year 96: 0; 97 Year 97: 0; 98 Year 98: 0; 99 Year 99: 0; 100 Year 100: 0; 101 Year 101: 0; 102 Year 102: 0; 103 Year 103: 0; 104 Year 104: 0
[19 empty] | Customer willingness to pay | Input | £000s | 1 Year 1: 72.8214; 2 Year 2: 72.8214; 3 Year 3: 72.8214; 4 Year 4: 72.8214; 5 Year 5: 72.8214; 6 Year 6: 72.8214; 7 Year 7: 72.8214; 8 Year 8: 72.8214; 9 Year 9: 72.8214; 10 Year 10: 72.8214; 11 Year 11: 72.8214; 12 Year 12: 72.8214; 13 Year 13: 72.8214; 14 Year 14: 72.8214; 15 Year 15: 72.8214; 16 Year 16: 72.8214; 17 Year 17: 72.8214; 18 Year 18: 72.8214; 19 Year 19: 72.8214; 20 Year 20: 72.8214; 21 Year 21: 72.8214; 22 Year 22: 72.8214; 23 Year 23: 72.8214; 24 Year 24: 72.8214; 25 Year 25: 72.8214; 26 Year 26: 72.8214; 27 Year 27: 72.8214; 28 Year 28: 72.8214; 29 Year 29: 72.8214; 30 Year 30: 72.8214; 81 Year 81: 0; 82 Year 82: 0; 83 Year 83: 0; 84 Year 84: 0; 85 Year 85: 0; 86 Year 86: 0; 87 Year 87: 0; 88 Year 88: 0; 89 Year 89: 0; 90 Year 90: 0; 91 Year 91: 0; 92 Year 92: 0; 93 Year 93: 0; 94 Year 94: 0; 95 Year 95: 0; 96 Year 96: 0; 97 Year 97: 0; 98 Year 98: 0; 99 Year 99: 0; 100 Year 100: 0; 101 Year 101: 0; 102 Year 102: 0; 103 Year 103: 0; 104 Year 104: 0
[19 empty] | Total | Sum of above (excl WAFU) | £000s | 80.0123 | 73.024 | 73.024 | 73.024 | 73.024 | 73.024 | 73.024 | 73.024 | 73.024 | 73.024 | 73.024 | 73.024 | 73.024 | 73.024 | 73.024 | 73.024 | 73.024 | 73.024 | 73.024 | 73.024 | 73.024 | 73.024 | 73.024 | 73.024 | 73.024 | 73.024 | 73.024 | 73.024 | 73.024 | 73.024 | 0 | 0 | 0 | 0 | 0 | 0 | 0 | 0 | 0 | 0 | 0 | 0 | 0 | 0 | 0 | 0 | 0 | 0 | 0 | 0 | 0 | 0 | 0 | 0 | 0 | 0 | 0 | 0 | 0 | 0 | 0 | 0 | 0 | 0 | 0 | 0 | 0 | 0 | 0 | 0 | 0 | 0 | 0 | 0 | 0 | 0 | 0 | 0 | 0 | 0 | 0 | 0 | 0 | 0 | 0 | 0 | 0 | 0 | 0 | 0 | 0 | 0 | 0 | 0 | 0 | 0 | 0 | 0 | 0 | 0 | 0 | 0 | 0 | 0
61.4a | Options to change volume delivered to unmeasured households | [20 empty] | 0 | 0 | 0 | 0 | 0 | 0 | 0 | 0 | 0 | 0 | 0 | 0 | 0 | 0 | 0 | 0 | 0 | 0 | 0 | 0 | 0 | 0 | 0 | 0 | 0 | 0 | 0 | 0 | 0 | 0 | 0 | 0 | 0 | 0 | 0 | 0 | 0 | 0 | 0 | 0 | 0 | 0 | 0 | 0 | 0 | 0 | 0 | 0 | 0 | 0 | 0 | 0 | 0 | 0 | 0 | 0 | 0 | 0 | 0 | 0 | 0 | 0 | 0 | 0 | 0 | 0 | 0 | 0 | 0 | 0 | 0 | 0 | 0 | 0 | 0 | 0 | 0 | 0 | 0 | 0 | 0 | 0 | 0 | 0 | 0 | 0 | 0 | 0 | 0 | 0 | 0 | 0 | 0 | 0 | 0 | 0 | 0 | 0 | 0 | 0 | 0 | 0 | 0 | 0
58.1x | WE020-TY | Domestic Audit* | Household water audit | N | 2020-21 | Capacity | 0.0036332 | 25.2439 | 31.154 | 0 | 0 | 0.18516 | 1386.2104 | 1417.5496 | 123.412 | 5615.4208 | 4 | 4 | Gains in WAFU / Savings in demand | Input | Ml/d | 1 Year 1: 0.0036332; 2 Year 2: 0.0036332; 3 Year 3: 0.0036332; 4 Year 4: 0.0036332; 5 Year 5: 0.0036332; 6 Year 6: 0.0036332; 7 Year 7: 0.0036332; 8 Year 8: 0.0036332; 9 Year 9: 0.0036332; 10 Year 10: 0.0036332; 11 Year 11: 0.0036332; 12 Year 12: 0.0036332; 13 Year 13: 0.0036332; 14 Year 14: 0.0036332; 15 Year 15: 0.0036332; 16 Year 16: 0.0036332; 17 Year 17: 0.0036332; 18 Year 18: 0.0036332; 19 Year 19: 0.0036332; 20 Year 20: 0.0036332; 21 Year 21: 0.0036332; 22 Year 22: 0.0036332; 23 Year 23: 0.0036332; 24 Year 24: 0.0036332; 25 Year 25: 0.0036332; 26 Year 26: 0.0036332; 27 Year 27: 0.0036332; 28 Year 28: 0.0036332; 29 Year 29: 0.0036332; 30 Year 30: 0.0036332; 81 Year 81: 0; 82 Year 82: 0; 83 Year 83: 0; 84 Year 84: 0; 85 Year 85: 0; 86 Year 86: 0; 87 Year 87: 0; 88 Year 88: 0; 89 Year 89: 0; 90 Year 90: 0; 91 Year 91: 0; 92 Year 92: 0; 93 Year 93: 0; 94 Year 94: 0; 95 Year 95: 0; 96 Year 96: 0; 97 Year 97: 0; 98 Year 98: 0; 99 Year 99: 0; 100 Year 100: 0; 101 Year 101: 0; 102 Year 102: 0; 103 Year 103: 0; 104 Year 104: 0
[19 empty] | Fixed capex | Input | £000s | 1 Year 1: 20.073; 2 Year 2: 0; 3 Year 3: 0; 4 Year 4: 0; 5 Year 5: 0; 6 Year 6: 0; 7 Year 7: 0; 8 Year 8: 0; 9 Year 9: 0; 10 Year 10: 0; 11 Year 11: 0; 12 Year 12: 0; 13 Year 13: 0; 14 Year 14: 0; 15 Year 15: 0; 16 Year 16: 0; 17 Year 17: 0; 18 Year 18: 0; 19 Year 19: 0; 20 Year 20: 0; 21 Year 21: 0; 22 Year 22: 0; 23 Year 23: 0; 24 Year 24: 0; 25 Year 25: 0; 26 Year 26: 0; 27 Year 27: 0; 28 Year 28: 0; 29 Year 29: 0; 30 Year 30: 0; 81 Year 81: 0; 82 Year 82: 0; 83 Year 83: 0; 84 Year 84: 0; 85 Year 85: 0; 86 Year 86: 0; 87 Year 87: 0; 88 Year 88: 0; 89 Year 89: 0; 90 Year 90: 0; 91 Year 91: 0; 92 Year 92: 0; 93 Year 93: 0; 94 Year 94: 0; 95 Year 95: 0; 96 Year 96: 0; 97 Year 97: 0; 98 Year 98: 0; 99 Year 99: 0; 100 Year 100: 0; 101 Year 101: 0; 102 Year 102: 0; 103 Year 103: 0; 104 Year 104: 0
[19 empty] | Variable capex | Input | £000s | 1 Year 1: 0; 2 Year 2: 0; 3 Year 3: 0; 4 Year 4: 0; 5 Year 5: 0; 6 Year 6: 0; 7 Year 7: 0; 8 Year 8: 0; 9 Year 9: 0; 10 Year 10: 0; 11 Year 11: 0; 12 Year 12: 0; 13 Year 13: 0; 14 Year 14: 0; 15 Year 15: 0; 16 Year 16: 0; 17 Year 17: 0; 18 Year 18: 0; 19 Year 19: 0; 20 Year 20: 0; 21 Year 21: 0; 22 Year 22: 0; 23 Year 23: 0; 24 Year 24: 0; 25 Year 25: 0; 26 Year 26: 0; 27 Year 27: 0; 28 Year 28: 0; 29 Year 29: 0; 30 Year 30: 0; 81 Year 81: 0; 82 Year 82: 0; 83 Year 83: 0; 84 Year 84: 0; 85 Year 85: 0; 86 Year 86: 0; 87 Year 87: 0; 88 Year 88: 0; 89 Year 89: 0; 90 Year 90: 0; 91 Year 91: 0; 92 Year 92: 0; 93 Year 93: 0; 94 Year 94: 0; 95 Year 95: 0; 96 Year 96: 0; 97 Year 97: 0; 98 Year 98: 0; 99 Year 99: 0; 100 Year 100: 0; 101 Year 101: 0; 102 Year 102: 0; 103 Year 103: 0; 104 Year 104: 0
[19 empty] | Financing costs | Input | £000s | 1 Year 1: 0.58212; 2 Year 2: 0.58212; 3 Year 3: 0.58212; 4 Year 4: 0.58212; 5 Year 5: 0.58212; 6 Year 6: 0.58212; 7 Year 7: 0.58212; 8 Year 8: 0.58212; 9 Year 9: 0.58212; 10 Year 10: 0.58212; 11 Year 11: 0.58212; 12 Year 12: 0.58212; 13 Year 13: 0.58212; 14 Year 14: 0.58212; 15 Year 15: 0.58212; 16 Year 16: 0.58212; 17 Year 17: 0.58212; 18 Year 18: 0.58212; 19 Year 19: 0.58212; 20 Year 20: 0.58212; 21 Year 21: 0.58212; 22 Year 22: 0.58212; 23 Year 23: 0.58212; 24 Year 24: 0.58212; 25 Year 25: 0.58212; 26 Year 26: 0.58212; 27 Year 27: 0.58212; 28 Year 28: 0.58212; 29 Year 29: 0.58212; 30 Year 30: 0.58212
[19 empty] | Fixed opex | Input | £000s | 1 Year 1: 0; 2 Year 2: 0; 3 Year 3: 0; 4 Year 4: 0; 5 Year 5: 0; 6 Year 6: 0; 7 Year 7: 0; 8 Year 8: 0; 9 Year 9: 0; 10 Year 10: 0; 11 Year 11: 0; 12 Year 12: 0; 13 Year 13: 0; 14 Year 14: 0; 15 Year 15: 0; 16 Year 16: 0; 17 Year 17: 0; 18 Year 18: 0; 19 Year 19: 0; 20 Year 20: 0; 21 Year 21: 0; 22 Year 22: 0; 23 Year 23: 0; 24 Year 24: 0; 25 Year 25: 0; 26 Year 26: 0; 27 Year 27: 0; 28 Year 28: 0; 29 Year 29: 0; 30 Year 30: 0; 81 Year 81: 0; 82 Year 82: 0; 83 Year 83: 0; 84 Year 84: 0; 85 Year 85: 0; 86 Year 86: 0; 87 Year 87: 0; 88 Year 88: 0; 89 Year 89: 0; 90 Year 90: 0; 91 Year 91: 0; 92 Year 92: 0; 93 Year 93: 0; 94 Year 94: 0; 95 Year 95: 0; 96 Year 96: 0; 97 Year 97: 0; 98 Year 98: 0; 99 Year 99: 0; 100 Year 100: 0; 101 Year 101: 0; 102 Year 102: 0; 103 Year 103: 0; 104 Year 104: 0
[19 empty] | Variable opex | Input | £000s | 1 Year 1: 0; 2 Year 2: 0; 3 Year 3: 0; 4 Year 4: 0; 5 Year 5: 0; 6 Year 6: 0; 7 Year 7: 0; 8 Year 8: 0; 9 Year 9: 0; 10 Year 10: 0; 11 Year 11: 0; 12 Year 12: 0; 13 Year 13: 0; 14 Year 14: 0; 15 Year 15: 0; 16 Year 16: 0; 17 Year 17: 0; 18 Year 18: 0; 19 Year 19: 0; 20 Year 20: 0; 21 Year 21: 0; 22 Year 22: 0; 23 Year 23: 0; 24 Year 24: 0; 25 Year 25: 0; 26 Year 26: 0; 27 Year 27: 0; 28 Year 28: 0; 29 Year 29: 0; 30 Year 30: 0; 81 Year 81: 0; 82 Year 82: 0; 83 Year 83: 0; 84 Year 84: 0; 85 Year 85: 0; 86 Year 86: 0; 87 Year 87: 0; 88 Year 88: 0; 89 Year 89: 0; 90 Year 90: 0; 91 Year 91: 0; 92 Year 92: 0; 93 Year 93: 0; 94 Year 94: 0; 95 Year 95: 0; 96 Year 96: 0; 97 Year 97: 0; 98 Year 98: 0; 99 Year 99: 0; 100 Year 100: 0; 101 Year 101: 0; 102 Year 102: 0; 103 Year 103: 0; 104 Year 104: 0
[19 empty] | Opex savings | Input | £000s | 1 Year 1: 0; 2 Year 2: 0; 3 Year 3: 0; 4 Year 4: 0; 5 Year 5: 0; 6 Year 6: 0; 7 Year 7: 0; 8 Year 8: 0; 9 Year 9: 0; 10 Year 10: 0; 11 Year 11: 0; 12 Year 12: 0; 13 Year 13: 0; 14 Year 14: 0; 15 Year 15: 0; 16 Year 16: 0; 17 Year 17: 0; 18 Year 18: 0; 19 Year 19: 0; 20 Year 20: 0; 21 Year 21: 0; 22 Year 22: 0; 23 Year 23: 0; 24 Year 24: 0; 25 Year 25: 0; 26 Year 26: 0; 27 Year 27: 0; 28 Year 28: 0; 29 Year 29: 0; 30 Year 30: 0; 81 Year 81: 0; 82 Year 82: 0; 83 Year 83: 0; 84 Year 84: 0; 85 Year 85: 0; 86 Year 86: 0; 87 Year 87: 0; 88 Year 88: 0; 89 Year 89: 0; 90 Year 90: 0; 91 Year 91: 0; 92 Year 92: 0; 93 Year 93: 0; 94 Year 94: 0; 95 Year 95: 0; 96 Year 96: 0; 97 Year 97: 0; 98 Year 98: 0; 99 Year 99: 0; 100 Year 100: 0; 101 Year 101: 0; 102 Year 102: 0; 103 Year 103: 0; 104 Year 104: 0
[19 empty] | Fixed env & social | Input | £000s | 1 Year 1: 0; 2 Year 2: 0; 3 Year 3: 0; 4 Year 4: 0; 5 Year 5: 0; 6 Year 6: 0; 7 Year 7: 0; 8 Year 8: 0; 9 Year 9: 0; 10 Year 10: 0; 11 Year 11: 0; 12 Year 12: 0; 13 Year 13: 0; 14 Year 14: 0; 15 Year 15: 0; 16 Year 16: 0; 17 Year 17: 0; 18 Year 18: 0; 19 Year 19: 0; 20 Year 20: 0; 21 Year 21: 0; 22 Year 22: 0; 23 Year 23: 0; 24 Year 24: 0; 25 Year 25: 0; 26 Year 26: 0; 27 Year 27: 0; 28 Year 28: 0; 29 Year 29: 0; 30 Year 30: 0; 81 Year 81: 0; 82 Year 82: 0; 83 Year 83: 0; 84 Year 84: 0; 85 Year 85: 0; 86 Year 86: 0; 87 Year 87: 0; 88 Year 88: 0; 89 Year 89: 0; 90 Year 90: 0; 91 Year 91: 0; 92 Year 92: 0; 93 Year 93: 0; 94 Year 94: 0; 95 Year 95: 0; 96 Year 96: 0; 97 Year 97: 0; 98 Year 98: 0; 99 Year 99: 0; 100 Year 100: 0; 101 Year 101: 0; 102 Year 102: 0; 103 Year 103: 0; 104 Year 104: 0
[19 empty] | Variable env & social | Input | £000s | 1 Year 1: 0; 2 Year 2: 0; 3 Year 3: 0; 4 Year 4: 0; 5 Year 5: 0; 6 Year 6: 0; 7 Year 7: 0; 8 Year 8: 0; 9 Year 9: 0; 10 Year 10: 0; 11 Year 11: 0; 12 Year 12: 0; 13 Year 13: 0; 14 Year 14: 0; 15 Year 15: 0; 16 Year 16: 0; 17 Year 17: 0; 18 Year 18: 0; 19 Year 19: 0; 20 Year 20: 0; 21 Year 21: 0; 22 Year 22: 0; 23 Year 23: 0; 24 Year 24: 0; 25 Year 25: 0; 26 Year 26: 0; 27 Year 27: 0; 28 Year 28: 0; 29 Year 29: 0; 30 Year 30: 0; 81 Year 81: 0; 82 Year 82: 0; 83 Year 83: 0; 84 Year 84: 0; 85 Year 85: 0; 86 Year 86: 0; 87 Year 87: 0; 88 Year 88: 0; 89 Year 89: 0; 90 Year 90: 0; 91 Year 91: 0; 92 Year 92: 0; 93 Year 93: 0; 94 Year 94: 0; 95 Year 95: 0; 96 Year 96: 0; 97 Year 97: 0; 98 Year 98: 0; 99 Year 99: 0; 100 Year 100: 0; 101 Year 101: 0; 102 Year 102: 0; 103 Year 103: 0; 104 Year 104: 0
[19 empty] | Fixed carbon costs | Input | £000s | 1 Year 1: 0.18516; 2 Year 2: 0; 3 Year 3: 0; 4 Year 4: 0; 5 Year 5: 0; 6 Year 6: 0; 7 Year 7: 0; 8 Year 8: 0; 9 Year 9: 0; 10 Year 10: 0; 11 Year 11: 0; 12 Year 12: 0; 13 Year 13: 0; 14 Year 14: 0; 15 Year 15: 0; 16 Year 16: 0; 17 Year 17: 0; 18 Year 18: 0; 19 Year 19: 0; 20 Year 20: 0; 21 Year 21: 0; 22 Year 22: 0; 23 Year 23: 0; 24 Year 24: 0; 25 Year 25: 0; 26 Year 26: 0; 27 Year 27: 0; 28 Year 28: 0; 29 Year 29: 0; 30 Year 30: 0; 81 Year 81: 0; 82 Year 82: 0; 83 Year 83: 0; 84 Year 84: 0; 85 Year 85: 0; 86 Year 86: 0; 87 Year 87: 0; 88 Year 88: 0; 89 Year 89: 0; 90 Year 90: 0; 91 Year 91: 0; 92 Year 92: 0; 93 Year 93: 0; 94 Year 94: 0; 95 Year 95: 0; 96 Year 96: 0; 97 Year 97: 0; 98 Year 98: 0; 99 Year 99: 0; 100 Year 100: 0; 101 Year 101: 0; 102 Year 102: 0; 103 Year 103: 0; 104 Year 104: 0
[19 empty] | Variable carbon costs | Input | £000s | 1 Year 1: 0; 2 Year 2: 0; 3 Year 3: 0; 4 Year 4: 0; 5 Year 5: 0; 6 Year 6: 0; 7 Year 7: 0; 8 Year 8: 0; 9 Year 9: 0; 10 Year 10: 0; 11 Year 11: 0; 12 Year 12: 0; 13 Year 13: 0; 14 Year 14: 0; 15 Year 15: 0; 16 Year 16: 0; 17 Year 17: 0; 18 Year 18: 0; 19 Year 19: 0; 20 Year 20: 0; 21 Year 21: 0; 22 Year 22: 0; 23 Year 23: 0; 24 Year 24: 0; 25 Year 25: 0; 26 Year 26: 0; 27 Year 27: 0; 28 Year 28: 0; 29 Year 29: 0; 30 Year 30: 0; 81 Year 81: 0; 82 Year 82: 0; 83 Year 83: 0; 84 Year 84: 0; 85 Year 85: 0; 86 Year 86: 0; 87 Year 87: 0; 88 Year 88: 0; 89 Year 89: 0; 90 Year 90: 0; 91 Year 91: 0; 92 Year 92: 0; 93 Year 93: 0; 94 Year 94: 0; 95 Year 95: 0; 96 Year 96: 0; 97 Year 97: 0; 98 Year 98: 0; 99 Year 99: 0; 100 Year 100: 0; 101 Year 101: 0; 102 Year 102: 0; 103 Year 103: 0; 104 Year 104: 0
[19 empty] | Customer willingness to pay | Input | £000s | 1 Year 1: 72.8214; 2 Year 2: 72.8214; 3 Year 3: 72.8214; 4 Year 4: 72.8214; 5 Year 5: 72.8214; 6 Year 6: 72.8214; 7 Year 7: 72.8214; 8 Year 8: 72.8214; 9 Year 9: 72.8214; 10 Year 10: 72.8214; 11 Year 11: 72.8214; 12 Year 12: 72.8214; 13 Year 13: 72.8214; 14 Year 14: 72.8214; 15 Year 15: 72.8214; 16 Year 16: 72.8214; 17 Year 17: 72.8214; 18 Year 18: 72.8214; 19 Year 19: 72.8214; 20 Year 20: 72.8214; 21 Year 21: 72.8214; 22 Year 22: 72.8214; 23 Year 23: 72.8214; 24 Year 24: 72.8214; 25 Year 25: 72.8214; 26 Year 26: 72.8214; 27 Year 27: 72.8214; 28 Year 28: 72.8214; 29 Year 29: 72.8214; 30 Year 30: 72.8214; 81 Year 81: 0; 82 Year 82: 0; 83 Year 83: 0; 84 Year 84: 0; 85 Year 85: 0; 86 Year 86: 0; 87 Year 87: 0; 88 Year 88: 0; 89 Year 89: 0; 90 Year 90: 0; 91 Year 91: 0; 92 Year 92: 0; 93 Year 93: 0; 94 Year 94: 0; 95 Year 95: 0; 96 Year 96: 0; 97 Year 97: 0; 98 Year 98: 0; 99 Year 99: 0; 100 Year 100: 0; 101 Year 101: 0; 102 Year 102: 0; 103 Year 103: 0; 104 Year 104: 0
[19 empty] | Total | Sum of above (excl WAFU) | £000s | 93.6616 | 73.4035 | 73.4035 | 73.4035 | 73.4035 | 73.4035 | 73.4035 | 73.4035 | 73.4035 | 73.4035 | 73.4035 | 73.4035 | 73.4035 | 73.4035 | 73.4035 | 73.4035 | 73.4035 | 73.4035 | 73.4035 | 73.4035 | 73.4035 | 73.4035 | 73.4035 | 73.4035 | 73.4035 | 73.4035 | 73.4035 | 73.4035 | 73.4035 | 73.4035 | 0 | 0 | 0 | 0 | 0 | 0 | 0 | 0 | 0 | 0 | 0 | 0 | 0 | 0 | 0 | 0 | 0 | 0 | 0 | 0 | 0 | 0 | 0 | 0 | 0 | 0 | 0 | 0 | 0 | 0 | 0 | 0 | 0 | 0 | 0 | 0 | 0 | 0 | 0 | 0 | 0 | 0 | 0 | 0 | 0 | 0 | 0 | 0 | 0 | 0 | 0 | 0 | 0 | 0 | 0 | 0 | 0 | 0 | 0 | 0 | 0 | 0 | 0 | 0 | 0 | 0 | 0 | 0 | 0 | 0 | 0 | 0 | 0 | 0
61.5a | Options to reduce water taken unbilled | [20 empty] | 0 | 0 | 0 | 0 | 0 | 0 | 0 | 0 | 0 | 0 | 0 | 0 | 0 | 0 | 0 | 0 | 0 | 0 | 0 | 0 | 0 | 0 | 0 | 0 | 0 | 0 | 0 | 0 | 0 | 0 | 0 | 0 | 0 | 0 | 0 | 0 | 0 | 0 | 0 | 0 | 0 | 0 | 0 | 0 | 0 | 0 | 0 | 0 | 0 | 0 | 0 | 0 | 0 | 0 | 0 | 0 | 0 | 0 | 0 | 0 | 0 | 0 | 0 | 0 | 0 | 0 | 0 | 0 | 0 | 0 | 0 | 0 | 0 | 0 | 0 | 0 | 0 | 0 | 0 | 0 | 0 | 0 | 0 | 0 | 0 | 0 | 0 | 0 | 0 | 0 | 0 | 0 | 0 | 0 | 0 | 0 | 0 | 0 | 0 | 0 | 0 | 0 | 0 | 0
61.6a | Options impacting on measured Non Household - USPL | [20 empty] | 0 | 0 | 0 | 0 | 0 | 0 | 0 | 0 | 0 | 0 | 0 | 0 | 0 | 0 | 0 | 0 | 0 | 0 | 0 | 0 | 0 | 0 | 0 | 0 | 0 | 0 | 0 | 0 | 0 | 0 | 0 | 0 | 0 | 0 | 0 | 0 | 0 | 0 | 0 | 0 | 0 | 0 | 0 | 0 | 0 | 0 | 0 | 0 | 0 | 0 | 0 | 0 | 0 | 0 | 0 | 0 | 0 | 0 | 0 | 0 | 0 | 0 | 0 | 0 | 0 | 0 | 0 | 0 | 0 | 0 | 0 | 0 | 0 | 0 | 0 | 0 | 0 | 0 | 0 | 0 | 0 | 0 | 0 | 0 | 0 | 0 | 0 | 0 | 0 | 0 | 0 | 0 | 0 | 0 | 0 | 0 | 0 | 0 | 0 | 0 | 0 | 0 | 0 | 0
61.7a | Options impacting on unmeasured Non Household - USPL | [20 empty] | 0 | 0 | 0 | 0 | 0 | 0 | 0 | 0 | 0 | 0 | 0 | 0 | 0 | 0 | 0 | 0 | 0 | 0 | 0 | 0 | 0 | 0 | 0 | 0 | 0 | 0 | 0 | 0 | 0 | 0 | 0 | 0 | 0 | 0 | 0 | 0 | 0 | 0 | 0 | 0 | 0 | 0 | 0 | 0 | 0 | 0 | 0 | 0 | 0 | 0 | 0 | 0 | 0 | 0 | 0 | 0 | 0 | 0 | 0 | 0 | 0 | 0 | 0 | 0 | 0 | 0 | 0 | 0 | 0 | 0 | 0 | 0 | 0 | 0 | 0 | 0 | 0 | 0 | 0 | 0 | 0 | 0 | 0 | 0 | 0 | 0 | 0 | 0 | 0 | 0 | 0 | 0 | 0 | 0 | 0 | 0 | 0 | 0 | 0 | 0 | 0 | 0 | 0 | 0
61.8a | Options impacting on measured Household - USPL | [20 empty] | 0 | 0 | 0 | 0 | 0 | 0 | 0 | 0 | 0 | 0 | 0 | 0 | 0 | 0 | 0 | 0 | 0 | 0 | 0 | 0 | 0 | 0 | 0 | 0 | 0 | 0 | 0 | 0 | 0 | 0 | 0 | 0 | 0 | 0 | 0 | 0 | 0 | 0 | 0 | 0 | 0 | 0 | 0 | 0 | 0 | 0 | 0 | 0 | 0 | 0 | 0 | 0 | 0 | 0 | 0 | 0 | 0 | 0 | 0 | 0 | 0 | 0 | 0 | 0 | 0 | 0 | 0 | 0 | 0 | 0 | 0 | 0 | 0 | 0 | 0 | 0 | 0 | 0 | 0 | 0 | 0 | 0 | 0 | 0 | 0 | 0 | 0 | 0 | 0 | 0 | 0 | 0 | 0 | 0 | 0 | 0 | 0 | 0 | 0 | 0 | 0 | 0 | 0 | 0
61.9a | Options impacting on unmeasured Household - USPL | [20 empty] | 0 | 0 | 0 | 0 | 0 | 0 | 0 | 0 | 0 | 0 | 0 | 0 | 0 | 0 | 0 | 0 | 0 | 0 | 0 | 0 | 0 | 0 | 0 | 0 | 0 | 0 | 0 | 0 | 0 | 0 | 0 | 0 | 0 | 0 | 0 | 0 | 0 | 0 | 0 | 0 | 0 | 0 | 0 | 0 | 0 | 0 | 0 | 0 | 0 | 0 | 0 | 0 | 0 | 0 | 0 | 0 | 0 | 0 | 0 | 0 | 0 | 0 | 0 | 0 | 0 | 0 | 0 | 0 | 0 | 0 | 0 | 0 | 0 | 0 | 0 | 0 | 0 | 0 | 0 | 0 | 0 | 0 | 0 | 0 | 0 | 0 | 0 | 0 | 0 | 0 | 0 | 0 | 0 | 0 | 0 | 0 | 0 | 0 | 0 | 0 | 0 | 0 | 0 | 0
61.10a | Options impacting on Void properties - USPL | [20 empty] | 0 | 0 | 0 | 0 | 0 | 0 | 0 | 0 | 0 | 0 | 0 | 0 | 0 | 0 | 0 | 0 | 0 | 0 | 0 | 0 | 0 | 0 | 0 | 0 | 0 | 0 | 0 | 0 | 0 | 0 | 0 | 0 | 0 | 0 | 0 | 0 | 0 | 0 | 0 | 0 | 0 | 0 | 0 | 0 | 0 | 0 | 0 | 0 | 0 | 0 | 0 | 0 | 0 | 0 | 0 | 0 | 0 | 0 | 0 | 0 | 0 | 0 | 0 | 0 | 0 | 0 | 0 | 0 | 0 | 0 | 0 | 0 | 0 | 0 | 0 | 0 | 0 | 0 | 0 | 0 | 0 | 0 | 0 | 0 | 0 | 0 | 0 | 0 | 0 | 0 | 0 | 0 | 0 | 0 | 0 | 0 | 0 | 0 | 0 | 0 | 0 | 0 | 0 | 0
RZCOSTSHERE
| Company: | Dŵr Cymru Welsh Water
| Resource Zone Name: | Tywyn Aberdyfi
| Resource Zone Number: | 8021
| Planning Scenario Name: | Dry Year Annual Average
| Chosen Level of Service: | 1 in 20
Start dates | Option Categories
2020-21 | Aquifer recharge
2021-22 | Bulk supply
2022-23 | Conjunctive use
2023-24 | Desalination
2024-25 | Effluent reuse
2025-26 | GW enhancement
2026-27 | GW new
2027-28 | Reservoir enlargement
2028-29 | New reservoir
2029-30 | SW enhancement
2030-31 | SW new
2031-32
2032-33
2033-34 | Active leakage management
2034-35 | Mains repair
2035-36 | Mains replacement (not trunk mains)
2036-37 | Pressure management
2037-38 | Other leakage control
2038-39 | Trunk mains renewal
2039-40 | Pumps
2040-41 | Service reservoir
2041-42
2042-43
2043-44 | Water treatment works loss recovery
2044-45 | Water treatment works capacity increase
Cistern displacement device
Household water audit
Commercial water audit
Customer education / awareness
Other water efficiency
Metering optants
Metering change of occupancy
Metering compulsory
Metering other selective
Supply pipe repairs / replacement
Outdoor water efficiency devices
Retrofitting indoor water efficiency devices
Alternative tariffs
Collaborative R&D
Note on DW1: Author: At year 126 this drops to 2%
Note on V2: The original formulae assumed 80 whatever number was put here. The formulae in this sheet will take account of the number.
Note on X2: Cells X2:CY2 contain a factor to calculate NPV based on variable discount rate - please do not adjust
Note on CY2: Formula can be copied across to the right if appraisal period extends beyond 80 years

## 6. Preferred (Scenario Yr)
Table 6: Preferred list of water management options
DRY YEAR PLANNED GAINS IN WAFU OR SAVINGS IN DEMAND (Ml/d) - TO BE COMPLETED FOR ALL PREFERRED OPTIONS (WAFU gains for each year are individual year gains and not cumulative gains)
Row Ref | Option Name [Insert / delete non-numbered lines to suit] | Option Reference No. | Unit | Decimal places | 2015-16 | For info 2017-18 | For info 2018-19 | For info 2019-20 | 2020-21 | 2021-22 | 2022-23 | 2023-24 | 2024-25 | 2025-26 | 2026-27 | 2027-28 | 2028-29 | 2029-30 | 2030-31 | 2031-32 | 2032-33 | 2033-34 | 2034-35 | 2035-36 | 2036-37 | 2037-38 | 2038-39 | 2039-40 | 2040-41 | 2041-42 | 2042-43 | 2043-44 | 2044-45 | 2045-46 | 2046-47 | 2047-48 | 2048-49 | 2049-50
58 | Resource Management | - | Ml/d | 2 | 0 | 0 | 0 | 0 | 0 | 0 | 0.9 | 0.9 | 0.9 | 0.9 | 0.9 | 0.9 | 0.9 | 0.9 | 0.9 | 0.9 | 0.9 | 0.9 | 0.9 | 0.9 | 0.9 | 0.9 | 0.9 | 0.9 | 0.9 | 0.9 | 0.9 | 0.9 | 0.9 | 0.9 | 0.9 | 0.9 | 0.9 | 0.9
58.1 | Increase raw water abstractions | - | Ml/d | 2 | 0 | 0 | 0 | 0 | 0 | 0 | 0.9 | 0.9 | 0.9 | 0.9 | 0.9 | 0.9 | 0.9 | 0.9 | 0.9 | 0.9 | 0.9 | 0.9 | 0.9 | 0.9 | 0.9 | 0.9 | 0.9 | 0.9 | 0.9 | 0.9 | 0.9 | 0.9 | 0.9 | 0.9 | 0.9 | 0.9 | 0.9 | 0.9
- | Abstraction from Afon Dysynni and transfer to Pen y Bont WTW | TYA004 | Ml/d | 2 | 0 | 0 | 0 | 0 | 0 | 0 | 0.9 | 0.9 | 0.9 | 0.9 | 0.9 | 0.9 | 0.9 | 0.9 | 0.9 | 0.9 | 0.9 | 0.9 | 0.9 | 0.9 | 0.9 | 0.9 | 0.9 | 0.9 | 0.9 | 0.9 | 0.9 | 0.9 | 0.9 | 0.9 | 0.9 | 0.9 | 0.9 | 0.9
- | (insert row above) | - | - |  | - | - | - | - | bar: 2020-21 to 2049-50
58.2 | Raw water imports | - | Ml/d | 2 | 0 | 0 | 0 | 0 | 0 | 0 | 0 | 0 | 0 | 0 | 0 | 0 | 0 | 0 | 0 | 0 | 0 | 0 | 0 | 0 | 0 | 0 | 0 | 0 | 0 | 0 | 0 | 0 | 0 | 0 | 0 | 0 | 0 | 0
- |  |  | Ml/d | 2
- | (insert row above) | - | - |  | - | - | - | - | bar: 2020-21 to 2049-50
58.3 | Potable water Imports (input reductions as -ve) | - | Ml/d | 2 | 0 | 0 | 0 | 0 | 0 | 0 | 0 | 0 | 0 | 0 | 0 | 0 | 0 | 0 | 0 | 0 | 0 | 0 | 0 | 0 | 0 | 0 | 0 | 0 | 0 | 0 | 0 | 0 | 0 | 0 | 0 | 0 | 0 | 0
- |  |  | Ml/d | 2
- | (insert row above) | - | - |  | - | - | - | - | bar: 2020-21 to 2049-50
58.4 | Reduce raw water losses and operational use (input as -ve) | - | Ml/d | 2 | 0 | 0 | 0 | 0 | 0 | 0 | 0 | 0 | 0 | 0 | 0 | 0 | 0 | 0 | 0 | 0 | 0 | 0 | 0 | 0 | 0 | 0 | 0 | 0 | 0 | 0 | 0 | 0 | 0 | 0 | 0 | 0 | 0 | 0
- |  |  | Ml/d | 2
- | (insert row above) | - | - |  | - | - | - | - | bar: 2020-21 to 2049-50
58.5 | Reduced raw water export (including non potable supplies) |  | Ml/d | 2 | 0 | 0 | 0 | 0 | 0 | 0 | 0 | 0 | 0 | 0 | 0 | 0 | 0 | 0 | 0 | 0 | 0 | 0 | 0 | 0 | 0 | 0 | 0 | 0 | 0 | 0 | 0 | 0 | 0 | 0 | 0 | 0 | 0 | 0
58.51 | Reduce raw water exports (input as -ve) | - | Ml/d | 2 | 0 | 0 | 0 | 0 | 0 | 0 | 0 | 0 | 0 | 0 | 0 | 0 | 0 | 0 | 0 | 0 | 0 | 0 | 0 | 0 | 0 | 0 | 0 | 0 | 0 | 0 | 0 | 0 | 0 | 0 | 0 | 0 | 0 | 0
- |  |  | Ml/d | 2
- | (insert row above) | - | - |  | - | - | - | - | bar: 2020-21 to 2049-50
58.52 | Reduce non potable supplies (input as -ve) | - | Ml/d | 2 | 0 | 0 | 0 | 0 | 0 | 0 | 0 | 0 | 0 | 0 | 0 | 0 | 0 | 0 | 0 | 0 | 0 | 0 | 0 | 0 | 0 | 0 | 0 | 0 | 0 | 0 | 0 | 0 | 0 | 0 | 0 | 0 | 0 | 0
- |  |  | Ml/d | 2
- | (insert row above) | - | - |  | - | - | - | - | bar: 2020-21 to 2049-50
58.6 | Reduce potable water exports (input as -ve) | - | Ml/d |  | 0 | 0 | 0 | 0 | 0 | 0 | 0 | 0 | 0 | 0 | 0 | 0 | 0 | 0 | 0 | 0 | 0 | 0 | 0 | 0 | 0 | 0 | 0 | 0 | 0 | 0 | 0 | 0 | 0 | 0 | 0 | 0 | 0 | 0
- |  |  | Ml/d | 2
- | (insert row above) | - | - |  | - | - | - | - | bar: 2020-21 to 2049-50
58.7 | Other options to increase deployable output | - | Ml/d |  | 0 | 0 | 0 | 0 | 0 | 0 | 0 | 0 | 0 | 0 | 0 | 0 | 0 | 0 | 0 | 0 | 0 | 0 | 0 | 0 | 0 | 0 | 0 | 0 | 0 | 0 | 0 | 0 | 0 | 0 | 0 | 0 | 0 | 0
- |  |  | Ml/d | 2
- | (insert row above) | - | - |  | - | - | - | - | bar: 2020-21 to 2049-50
59 | Distribution Side Management | - |  |  | 0 | 0 | 0 | 0 | 0 | 0 | 0 | 0 | 0 | 0 | 0 | 0 | 0 | 0 | 0 | 0 | 0 | 0 | 0 | 0 | 0 | 0 | 0 | 0 | 0 | 0 | 0 | 0 | 0 | 0 | 0 | 0 | 0 | 0
59.1 | Reduce distribution losses (input as -ve) | - | Ml/d | 2 | 0 | 0 | 0 | 0 | 0 | 0 | 0 | 0 | 0 | 0 | 0 | 0 | 0 | 0 | 0 | 0 | 0 | 0 | 0 | 0 | 0 | 0 | 0 | 0 | 0 | 0 | 0 | 0 | 0 | 0 | 0 | 0 | 0 | 0
|  |  | Ml/d | 2
- | (insert row above) | - | - |  | - | - | - | - | bar: 2020-21 to 2049-50
59.2 | Reduce distribution system operational use (DSOU) (input as -ve) | - | Ml/d | 2 | 0 | 0 | 0 | 0 | 0 | 0 | 0 | 0 | 0 | 0 | 0 | 0 | 0 | 0 | 0 | 0 | 0 | 0 | 0 | 0 | 0 | 0 | 0 | 0 | 0 | 0 | 0 | 0 | 0 | 0 | 0 | 0 | 0 | 0
- |  |  | Ml/d | 2
- | (insert row above) | - | - |  | - | - | - | - | bar: 2020-21 to 2049-50
60 | Production Side Management, Specify Below.... | - |  | 2 | 0 | 0 | 0 | 0 | 0 | 0 | 0 | 0 | 0 | 0 | 0 | 0 | 0 | 0 | 0 | 0 | 0 | 0 | 0 | 0 | 0 | 0 | 0 | 0 | 0 | 0 | 0 | 0 | 0 | 0 | 0 | 0 | 0 | 0
60.1 | Reduce treatment works losses (input as -ve) | - | Ml/d | 2 | 0 | 0 | 0 | 0 | 0 | 0 | 0 | 0 | 0 | 0 | 0 | 0 | 0 | 0 | 0 | 0 | 0 | 0 | 0 | 0 | 0 | 0 | 0 | 0 | 0 | 0 | 0 | 0 | 0 | 0 | 0 | 0 | 0 | 0
- |  |  | Ml/d | 2
- | (insert row above) | - | - |  | - | - | - | - | bar: 2020-21 to 2049-50
60.2 | Reduce outages (input as -ve) | - | Ml/d | 2 | 0 | 0 | 0 | 0 | 0 | 0 | 0 | 0 | 0 | 0 | 0 | 0 | 0 | 0 | 0 | 0 | 0 | 0 | 0 | 0 | 0 | 0 | 0 | 0 | 0 | 0 | 0 | 0 | 0 | 0 | 0 | 0 | 0 | 0
- |  |  | Ml/d | 2
- | (insert row above) | - | - |  | - | - | - | - | bar: 2020-21 to 2049-50
61 | Customer Side Management | - |  | 2 | 0 | 0 | 0 | 0 | 0 | 0 | 0 | 0 | 0 | 0 | 0 | 0 | 0 | 0 | 0 | 0 | 0 | 0 | 0 | 0 | 0 | 0 | 0 | 0 | 0 | 0 | 0 | 0 | 0 | 0 | 0 | 0 | 0 | 0
61.1 | Change volume delivered to measured non households (input reductions as -ve) | - | Ml/d | 2 | 0 | 0 | 0 | 0 | 0 | 0 | 0 | 0 | 0 | 0 | 0 | 0 | 0 | 0 | 0 | 0 | 0 | 0 | 0 | 0 | 0 | 0 | 0 | 0 | 0 | 0 | 0 | 0 | 0 | 0 | 0 | 0 | 0 | 0
- |  |  | Ml/d | 2
- | (insert row above) | - | - |  | - | - | - | - | bar: 2020-21 to 2049-50
61.2 | Change volume delivered to unmeasured non households (input reductions as -ve) | - | Ml/d | 2 | 0 | 0 | 0 | 0 | 0 | 0 | 0 | 0 | 0 | 0 | 0 | 0 | 0 | 0 | 0 | 0 | 0 | 0 | 0 | 0 | 0 | 0 | 0 | 0 | 0 | 0 | 0 | 0 | 0 | 0 | 0 | 0 | 0 | 0
- |  |  | Ml/d | 2
- | (insert row above) | - | - |  | - | - | - | - | bar: 2020-21 to 2049-50
61.3 | Change volume delivered to measured households (input reductions as -ve) | - | Ml/d | 2 | 0 | 0 | 0 | 0 | 0 | 0 | 0 | 0 | 0 | 0 | 0 | 0 | 0 | 0 | 0 | 0 | 0 | 0 | 0 | 0 | 0 | 0 | 0 | 0 | 0 | 0 | 0 | 0 | 0 | 0 | 0 | 0 | 0 | 0
|  |  | Ml/d | 2
- | (insert row above) | - | - |  | - | - | - | - | bar: 2020-21 to 2049-50
61.4 | Change volume delivered to unmeasured households (input reductions as -ve) | - | Ml/d | 2 | 0 | 0 | 0 | 0 | 0 | 0 | 0 | 0 | 0 | 0 | 0 | 0 | 0 | 0 | 0 | 0 | 0 | 0 | 0 | 0 | 0 | 0 | 0 | 0 | 0 | 0 | 0 | 0 | 0 | 0 | 0 | 0 | 0 | 0
- |  |  | Ml/d | 2
- | (insert row above) | - | - |  | - | - | - | - | bar: 2020-21 to 2049-50
61.5 | Options to reduce water taken unbilled (input as -ve) | - | Ml/d | 2 | 0 | 0 | 0 | 0 | 0 | 0 | 0 | 0 | 0 | 0 | 0 | 0 | 0 | 0 | 0 | 0 | 0 | 0 | 0 | 0 | 0 | 0 | 0 | 0 | 0 | 0 | 0 | 0 | 0 | 0 | 0 | 0 | 0 | 0
- |  |  | Ml/d | 2
- | (insert row above) | - | - |  | - | - | - | - | bar: 2020-21 to 2049-50
61.6 | Options impacting on measured Non Household - USPL (input reductions as -ve) |  | l/pr | 2 | 0 | 0 | 0 | 0 | 0 | 0 | 0 | 0 | 0 | 0 | 0 | 0 | 0 | 0 | 0 | 0 | 0 | 0 | 0 | 0 | 0 | 0 | 0 | 0 | 0 | 0 | 0 | 0 | 0 | 0 | 0 | 0 | 0 | 0
- |  |  | Ml/d | 2
- | (insert row above) | - | - |  | - | - | - | - | bar: 2020-21 to 2049-50
61.7 | Options impacting on unmeasured Non Household - USPL (input reductions as -ve) |  | l/pr | 2 | 0 | 0 | 0 | 0 | 0 | 0 | 0 | 0 | 0 | 0 | 0 | 0 | 0 | 0 | 0 | 0 | 0 | 0 | 0 | 0 | 0 | 0 | 0 | 0 | 0 | 0 | 0 | 0 | 0 | 0 | 0 | 0 | 0 | 0
- |  |  | Ml/d | 2
- | (insert row above) | - | - |  | - | - | - | - | bar: 2020-21 to 2049-50
61.8 | Options impacting on measured Household - USPL (input reductions as -ve) |  | l/pr | 2 | 0 | 0 | 0 | 0 | 0 | 0 | 0 | 0 | 0 | 0 | 0 | 0 | 0 | 0 | 0 | 0 | 0 | 0 | 0 | 0 | 0 | 0 | 0 | 0 | 0 | 0 | 0 | 0 | 0 | 0 | 0 | 0 | 0 | 0
- |  |  | Ml/d | 2
- | (insert row above) | - | - |  | - | - | - | - | bar: 2020-21 to 2049-50
61.9 | Options impacting on unmeasured Household - USPL (input reductions as -ve) |  | l/pr | 2 | 0 | 0 | 0 | 0 | 0 | 0 | 0 | 0 | 0 | 0 | 0 | 0 | 0 | 0 | 0 | 0 | 0 | 0 | 0 | 0 | 0 | 0 | 0 | 0 | 0 | 0 | 0 | 0 | 0 | 0 | 0 | 0 | 0 | 0
- |  |  | Ml/d | 2
- | (insert row above) | - | - |  | - | - | - | - | bar: 2020-21 to 2049-50
61.1 | Options impacting on Void properties - USPL (input reductions as -ve) |  | l/pr | 2 | 0 | 0 | 0 | 0 | 0 | 0 | 0 | 0 | 0 | 0 | 0 | 0 | 0 | 0 | 0 | 0 | 0 | 0 | 0 | 0 | 0 | 0 | 0 | 0 | 0 | 0 | 0 | 0 | 0 | 0 | 0 | 0 | 0 | 0
- |  |  | Ml/d | 2
- | (insert row above) | - | - |  | - | - | - | - | bar: 2020-21 to 2049-50
| Company: | Dŵr Cymru Welsh Water
| Resource Zone Name: | Tywyn Aberdyfi
| Resource Zone Number: | 8021
| Planning Scenario Name: | Dry Year Annual Average
| Chosen Level of Service: | 1 in 20

## 7. FP Supply
Table 7: Final planning water supply
| Row Ref | Component | Derivation | Unit | Decimal places | 2015-16 | For info 2017-18 | For info 2018-19 | For info 2019-20 | 2020-21 | 2021-22 | 2022-23 | 2023-24 | 2024-25 | 2025-26 | 2026-27 | 2027-28 | 2028-29 | 2029-30 | 2030-31 | 2031-32 | 2032-33 | 2033-34 | 2034-35 | 2035-36 | 2036-37 | 2037-38 | 2038-39 | 2039-40 | 2040-41 | 2041-42 | 2042-43 | 2043-44 | 2044-45 | 2045-46 | 2046-47 | 2047-48 | 2048-49 | 2049-50
Resources | 1FP | Raw Water Abstracted | 1BL | Ml/d | 2 | 1.3156 | 1.482 | 1.4804 | 1.4666 | 1.4422 | 1.4257 | 1.4066 | 1.3868 | 1.3711 | 1.3633 | 1.3513 | 1.3434 | 1.3327 | 1.3219 | 1.3061 | 1.2913 | 1.2765 | 1.2615 | 1.2466 | 1.2341 | 1.2217 | 1.2091 | 1.1966 | 1.1841 | 1.1716 | 1.1591 | 1.1466 | 1.1341 | 1.1216 | 1.109 | 1.0965 | 1.0839 | 1.0715 | 1.0591
| 2FP | Raw Water Imported | 2BL+ (6. Preferred scenario ref 58.2) | Ml/d | 2 | 0 | 0 | 0 | 0 | 0 | 0 | 0 | 0 | 0 | 0 | 0 | 0 | 0 | 0 | 0 | 0 | 0 | 0 | 0 | 0 | 0 | 0 | 0 | 0 | 0 | 0 | 0 | 0 | 0 | 0 | 0 | 0 | 0 | 0
| - | - | - | - | 2 | - | - | - | - | bar: 2020-21 to 2049-50
| - | - | - | - | 2 | - | - | - | - | bar: 2020-21 to 2049-50
| - | - | - | - | 2 | - | - | - | - | bar: 2020-21 to 2049-50
| 3FP | Potable Water Imported | 3BL+ (6. Preferred scenario ref 58.3) | Ml/d | 2 | 0 | 0 | 0 | 0 | 0 | 0 | 0 | 0 | 0 | 0 | 0 | 0 | 0 | 0 | 0 | 0 | 0 | 0 | 0 | 0 | 0 | 0 | 0 | 0 | 0 | 0 | 0 | 0 | 0 | 0 | 0 | 0 | 0 | 0
| - | - | - | - | 2 | - | - | - | - | bar: 2020-21 to 2049-50
| - | - | - | - | 2 | - | - | - | - | bar: 2020-21 to 2049-50
| - | - | - | - | 2 | - | - | - | - | bar: 2020-21 to 2049-50
| - | - | - | - | 2 | - | - | - | - | bar: 2020-21 to 2049-50
Resource (and process) losses | 5FP | Raw Water Exported (raw exports and non potable uses) | 5BL+ (6. Preferred scenario ref 58.5) | Ml/d | 2 | 0 | 0 | 0 | 0 | 0 | 0 | 0 | 0 | 0 | 0 | 0 | 0 | 0 | 0 | 0 | 0 | 0 | 0 | 0 | 0 | 0 | 0 | 0 | 0 | 0 | 0 | 0 | 0 | 0 | 0 | 0 | 0 | 0 | 0
| - | - | - | - | 2 | - | - | - | - | bar: 2020-21 to 2049-50
| - | - | - | - | 2 | - | - | - | - | bar: 2020-21 to 2049-50
| - | - | - | - | 2 | - | - | - | - | bar: 2020-21 to 2049-50
| 6FP | Potable Water Exported | 6BL+ (6. Preferred scenario ref 58.6) | Ml/d | 2 | 0 | 0 | 0 | 0 | 0 | 0 | 0 | 0 | 0 | 0 | 0 | 0 | 0 | 0 | 0 | 0 | 0 | 0 | 0 | 0 | 0 | 0 | 0 | 0 | 0 | 0 | 0 | 0 | 0 | 0 | 0 | 0 | 0 | 0
| - | - | - | - | 2 | - | - | - | - | bar: 2020-21 to 2049-50
| - | - | - | - | 2 | - | - | - | - | bar: 2020-21 to 2049-50
| - | - | - | - | 2 | - | - | - | - | bar: 2020-21 to 2049-50
| 7FP | Deployable Output | 7BL+ 8BL+ (6. Preferred scenario ref 58.7) + (6. Preferred scenario ref 58.1) |  | 2 | 1.245 | 1.2134 | 1.1819 | 1.1503 | 1.1188 | 1.0872 | 1.9557 | 1.9241 | 1.8925 | 1.861 | 1.8294 | 1.7979 | 1.7663 | 1.7348 | 1.7111 | 1.7032 | 1.6953 | 1.6874 | 1.6795 | 1.6717 | 1.6638 | 1.6559 | 1.648 | 1.6401 | 1.6322 | 1.6243 | 1.6164 | 1.6085 | 1.6007 | 1.5928 | 1.5849 | 1.577 | 1.5691 | 1.5612
| - | - | - | - | 2 | bar: 2020-21 to 2049-50
| - | - | - | - | 2 | - | - | - | - | bar: 2020-21 to 2049-50
| - | - | - | - | 2 | - | - | - | - | bar: 2020-21 to 2049-50
| - | - | - | - | 2 | - | - | - | - | bar: 2020-21 to 2049-50
| - | - | - | - | 2 | - | - | - | - | bar: 2020-21 to 2049-50
| 9FP | Raw water losses, treatment works losses and operational use | 9BL+ (6. Preferred scenario ref 60.1)+(6. Preferred scenario ref 58.4) | Ml/d | 2 | 0.076446 | 0.11793 | 0.11643 | 0.11493 | 0.11342 | 0.11192 | 0.11042 | 0.10891 | 0.10741 | 0.1059 | 0.1044 | 0.1029 | 0.10139 | 0.099888 | 0.098761 | 0.098385 | 0.098009 | 0.097633 | 0.097257 | 0.096881 | 0.096505 | 0.096129 | 0.095753 | 0.095377 | 0.095001 | 0.094625 | 0.094249 | 0.093873 | 0.093497 | 0.093121 | 0.092745 | 0.09237 | 0.091994 | 0.091618
| 10FP | Outage allowance | 10BL+ (6. Preferred scenario ref 60.2) | Ml/d | 2 | 0.024858 | 0.041354 | 0.040279 | 0.039203 | 0.038128 | 0.037052 | 0.035977 | 0.034901 | 0.033826 | 0.032751 | 0.031675 | 0.0306 | 0.029524 | 0.028449 | 0.027642 | 0.027373 | 0.027104 | 0.026836 | 0.026567 | 0.026298 | 0.026029 | 0.02576 | 0.025491 | 0.025222 | 0.024954 | 0.024685 | 0.024416 | 0.024147 | 0.023878 | 0.023609 | 0.02334 | 0.023072 | 0.022803 | 0.022534
|  | Company: | Dŵr Cymru Welsh Water
|  | Resource Zone Name: | Tywyn Aberdyfi
|  | Resource Zone Number: | 8021
|  | Planning Scenario Name: | Dry Year Annual Average
|  | Chosen Level of Service: | 1 in 20
Note on E3: Author: 58.1 has been added into 7FP Deployable Ouput calculations to ensure that it is reflected in final supply-demand balance calculations. Please ensure that you do not double count increases to raw water abstractions and increases to deployable output

## 8. FP Demand
Table 8: Final planning water demand
| Row Ref | Component | Derivation / Impact of preferred options | Unit | Decimal places | 2015-16 | For info 2017-18 | For info 2018-19 | For info 2019-20 | 2020-21 | 2021-22 | 2022-23 | 2023-24 | 2024-25 | 2025-26 | 2026-27 | 2027-28 | 2028-29 | 2029-30 | 2030-31 | 2031-32 | 2032-33 | 2033-34 | 2034-35 | 2035-36 | 2036-37 | 2037-38 | 2038-39 | 2039-40 | 2040-41 | 2041-42 | 2042-43 | 2043-44 | 2044-45 | 2045-46 | 2046-47 | 2047-48 | 2048-49 | 2049-50
Consumption | 19FP | Water Delivered Measured Non Household | Calculated BL+Preferred options | Ml/d | 2 | 0.3948 | 0.39562 | 0.39751 | 0.39795 | 0.39923 | 0.40174 | 0.39765 | 0.39702 | 0.39639 | 0.39577 | 0.39516 | 0.39454 | 0.39394 | 0.39335 | 0.39276 | 0.39218 | 0.3916 | 0.39102 | 0.39045 | 0.38989 | 0.38933 | 0.38877 | 0.38821 | 0.38766 | 0.38711 | 0.38656 | 0.38601 | 0.38546 | 0.38492 | 0.38437 | 0.38382 | 0.38327 | 0.38273 | 0.38219
| 20FP | Water Delivered Unmeasured Non Household | Calculated BL+Preferred options | Ml/d | 2 | 0.048612 | 0.047432 | 0.046897 | 0.046398 | 0.045929 | 0.045488 | 0.04507 | 0.044675 | 0.0443 | 0.043944 | 0.043605 | 0.043283 | 0.042976 | 0.042683 | 0.042403 | 0.042136 | 0.04188 | 0.041635 | 0.041401 | 0.041177 | 0.040961 | 0.040755 | 0.040557 | 0.040367 | 0.040184 | 0.040009 | 0.03984 | 0.039678 | 0.039522 | 0.039373 | 0.039229 | 0.03909 | 0.038957 | 0.038828
| 21FP | Water Delivered Measured Household | Calculated BL+Preferred options | Ml/d | 2 | 0.28886 | 0.32442 | 0.33671 | 0.33999 | 0.34139 | 0.34919 | 0.35859 | 0.36507 | 0.37339 | 0.38381 | 0.3913 | 0.40118 | 0.40798 | 0.4143 | 0.4171 | 0.41922 | 0.42075 | 0.42175 | 0.42228 | 0.42234 | 0.42198 | 0.42118 | 0.41999 | 0.41843 | 0.41653 | 0.4143 | 0.41172 | 0.40888 | 0.40573 | 0.40228 | 0.39854 | 0.39456 | 0.3904 | 0.38608
| 22FP | Water Delivered Unmeasured Household | Calculated BL+Preferred options | Ml/d | 2 | 0.39151 | 0.36946 | 0.35644 | 0.34212 | 0.32659 | 0.31137 | 0.29852 | 0.28442 | 0.27258 | 0.26281 | 0.25181 | 0.2426 | 0.23226 | 0.22231 | 0.21148 | 0.20111 | 0.1912 | 0.18175 | 0.17274 | 0.16414 | 0.15591 | 0.14808 | 0.14062 | 0.13354 | 0.12679 | 0.12039 | 0.1143 | 0.10852 | 0.10303 | 0.097818 | 0.092871 | 0.088179 | 0.083728 | 0.079508
| 23FP | Measured Non Household - Consumption | 19FP-34FP | Ml/d | 2 | 0.38806 | 0.38882 | 0.39069 | 0.39111 | 0.39237 | 0.39486 | 0.39075 | 0.3901 | 0.38945 | 0.3888 | 0.38817 | 0.38754 | 0.38692 | 0.38631 | 0.38571 | 0.38511 | 0.38451 | 0.38392 | 0.38334 | 0.38276 | 0.38218 | 0.38161 | 0.38104 | 0.38048 | 0.37991 | 0.37935 | 0.37879 | 0.37823 | 0.37767 | 0.37711 | 0.37656 | 0.376 | 0.37544 | 0.37489
| 24FP | Unmeasured Non Household - Consumption | 20FP-35FP | Ml/d | 2 | 0.047632 | 0.046511 | 0.046005 | 0.045534 | 0.045092 | 0.044676 | 0.044283 | 0.043913 | 0.043561 | 0.043228 | 0.042912 | 0.042611 | 0.042325 | 0.042052 | 0.041792 | 0.041544 | 0.041306 | 0.041079 | 0.040862 | 0.040655 | 0.040456 | 0.040265 | 0.040082 | 0.039907 | 0.039738 | 0.039577 | 0.039422 | 0.039273 | 0.039129 | 0.038992 | 0.03886 | 0.038732 | 0.03861 | 0.038492
| 25FP | Measured Household - Consumption | 21FP-36FP | Ml/d | 2 | 0.24953 | 0.28283 | 0.294 | 0.29616 | 0.29645 | 0.30327 | 0.31171 | 0.31727 | 0.32469 | 0.33423 | 0.34086 | 0.34991 | 0.3559 | 0.36143 | 0.36346 | 0.36485 | 0.36567 | 0.36599 | 0.36585 | 0.36528 | 0.36428 | 0.36288 | 0.36109 | 0.35894 | 0.35648 | 0.35369 | 0.35057 | 0.34719 | 0.34351 | 0.33956 | 0.33533 | 0.33088 | 0.32625 | 0.32144
| 26FP | Unmeasured Household - Consumption | 22FP-37FP | Ml/d | 2 | 0.35457 | 0.33527 | 0.32355 | 0.31048 | 0.29615 | 0.28209 | 0.27035 | 0.25732 | 0.24651 | 0.23773 | 0.22769 | 0.21939 | 0.20993 | 0.20083 | 0.19081 | 0.18123 | 0.17208 | 0.16335 | 0.15504 | 0.14711 | 0.13953 | 0.13232 | 0.12546 | 0.11895 | 0.11276 | 0.10689 | 0.10131 | 0.096025 | 0.09101 | 0.086255 | 0.081747 | 0.077477 | 0.073433 | 0.069604
| 27 - | Percentage of consumption driven by climate change | n/a in FP | - | 1 | - | - | - | - | bar: 2020-21 to 2049-50
| 28 - | Volume of consumption driven by climate change | n/a in FP | - | 1 |  | - | - | - | bar: 2020-21 to 2049-50
PCC and consumption by component | 29FP | Measured Household - PCC | (25FP*1,000,000)/(51FP*1,000) | l/h/d | 1 | 109 | 115 | 115 | 112 | 109 | 108 | 108 | 107 | 107 | 107 | 107 | 107 | 107 | 107 | 106 | 104 | 103 | 102 | 100 | 99 | 97 | 96 | 94 | 93 | 91 | 90 | 88 | 87 | 85 | 83 | 82 | 80 | 79 | 77
| 29.1FP | Measured toilet flushing | Input brief explanation here | l/h/d | 1 | 27.4244 | 28.9094 | 28.9485 | 28.1232 | 27.2579 | 27.0682 | 27.0526 | 26.8185 | 26.7685 | 26.9118 | 26.842 | 26.9839 | 26.9105 | 26.8264 | 26.5121 | 26.1861 | 25.8462 | 25.4996 | 25.1465 | 24.7874 | 24.4226 | 24.052 | 23.6763 | 23.2959 | 22.912 | 22.5248 | 22.1314 | 21.7366 | 21.3398 | 20.9346 | 20.5292 | 20.1173 | 19.7066 | 19.2999
| 29.2FP | Measured personal washing | Input brief explanation here | l/h/d | 1 | 41.5109 | 43.7586 | 43.8178 | 42.5686 | 41.2589 | 40.9717 | 40.9481 | 40.5937 | 40.5181 | 40.735 | 40.6293 | 40.844 | 40.733 | 40.6057 | 40.13 | 39.6365 | 39.122 | 38.5974 | 38.0629 | 37.5194 | 36.9672 | 36.4062 | 35.8376 | 35.2617 | 34.6807 | 34.0946 | 33.4991 | 32.9016 | 32.3009 | 31.6877 | 31.074 | 30.4505 | 29.8288 | 29.2132
| 29.3FP | Measured clothes washing | Input brief explanation here | l/h/d | 1 | 13.2705 | 13.9891 | 14.008 | 13.6087 | 13.19 | 13.0982 | 13.0906 | 12.9773 | 12.9532 | 13.0225 | 12.9887 | 13.0573 | 13.0219 | 12.9812 | 12.8291 | 12.6713 | 12.5068 | 12.3391 | 12.1683 | 11.9945 | 11.818 | 11.6386 | 11.4568 | 11.2728 | 11.087 | 10.8996 | 10.7093 | 10.5182 | 10.3262 | 10.1302 | 9.934 | 9.7347 | 9.5359 | 9.3391
| 29.4FP | Measured dish washing | Input brief explanation here | l/h/d | 1 | 10.1829 | 10.7343 | 10.7488 | 10.4424 | 10.1211 | 10.0507 | 10.0449 | 9.9579 | 9.9394 | 9.9926 | 9.9667 | 10.0193 | 9.9921 | 9.9609 | 9.8442 | 9.7231 | 9.5969 | 9.4682 | 9.3371 | 9.2038 | 9.0683 | 8.9307 | 8.7912 | 8.65 | 8.5074 | 8.3637 | 8.2176 | 8.071 | 7.9237 | 7.7732 | 7.6227 | 7.4697 | 7.3172 | 7.1662
| 29.5FP | Measured miscellaneous internal use | Input brief explanation here | l/h/d | 1 | 15.1454 | 15.9655 | 15.9871 | 15.5314 | 15.0535 | 14.9487 | 14.9401 | 14.8108 | 14.7832 | 14.8623 | 14.8238 | 14.9021 | 14.8616 | 14.8152 | 14.6416 | 14.4616 | 14.2738 | 14.0824 | 13.8874 | 13.6891 | 13.4876 | 13.283 | 13.0755 | 12.8654 | 12.6534 | 12.4396 | 12.2223 | 12.0043 | 11.7851 | 11.5614 | 11.3375 | 11.11 | 10.8832 | 10.6586
| 29.6FP | Measured external use | Input brief explanation here | l/h/d | 1 | 1.7127 | 1.8055 | 1.8079 | 1.7564 | 1.7023 | 1.6905 | 1.6895 | 1.6749 | 1.6718 | 1.6807 | 1.6764 | 1.6852 | 1.6806 | 1.6754 | 1.6558 | 1.6354 | 1.6142 | 1.5925 | 1.5705 | 1.548 | 1.5253 | 1.5021 | 1.4787 | 1.4549 | 1.4309 | 1.4067 | 1.3822 | 1.3575 | 1.3327 | 1.3074 | 1.2821 | 1.2564 | 1.2307 | 1.2053
| 30FP | Unmeasured Household - PCC | (26FP*1,000,000)/(52FP*1,000) | l/h/d | 1 | 161 | 164 | 165 | 165 | 165 | 164 | 164 | 163 | 163 | 164 | 164 | 165 | 165 | 165 | 164 | 163 | 162 | 160 | 159 | 158 | 156 | 155 | 153 | 152 | 151 | 149 | 148 | 146 | 145 | 143 | 142 | 140 | 139 | 137
| 30.1FP | Unmeasured toilet flushing | Input brief explanation here | l/h/d | 1 | 36.6878 | 37.4204 | 37.6602 | 37.6903 | 37.5294 | 37.3145 | 37.3367 | 37.11 | 37.1289 | 37.4027 | 37.4241 | 37.6785 | 37.6737 | 37.6629 | 37.3975 | 37.121 | 36.8351 | 36.5425 | 36.2436 | 35.9391 | 35.6175 | 35.2919 | 34.9627 | 34.6305 | 34.2945 | 33.9566 | 33.617 | 33.2765 | 32.9354 | 32.5924 | 32.2498 | 31.9071 | 31.5653 | 31.225
| 30.2FP | Unmeasured personal washing | Input brief explanation here | l/h/d | 1 | 66.267 | 67.5903 | 68.0234 | 68.0777 | 67.7871 | 67.399 | 67.4391 | 67.0295 | 67.0638 | 67.5582 | 67.597 | 68.0565 | 68.0477 | 68.0281 | 67.5488 | 67.0494 | 66.533 | 66.0045 | 65.4647 | 64.9146 | 64.3338 | 63.7457 | 63.151 | 62.551 | 61.9441 | 61.3339 | 60.7204 | 60.1053 | 59.4892 | 58.8698 | 58.2509 | 57.6319 | 57.0145 | 56.3999
| 30.3FP | Unmeasured clothes washing | Input brief explanation here | l/h/d | 1 | 19.2839 | 19.6689 | 19.795 | 19.8108 | 19.7262 | 19.6133 | 19.6249 | 19.5057 | 19.5157 | 19.6596 | 19.6709 | 19.8046 | 19.8021 | 19.7964 | 19.6569 | 19.5115 | 19.3613 | 19.2075 | 19.0504 | 18.8903 | 18.7213 | 18.5502 | 18.3771 | 18.2025 | 18.0259 | 17.8483 | 17.6698 | 17.4908 | 17.3115 | 17.1312 | 16.9512 | 16.771 | 16.5914 | 16.4125
| 30.4FP | Unmeasured dish washing | Input brief explanation here | l/h/d | 1 | 15.2175 | 15.5213 | 15.6208 | 15.6333 | 15.5665 | 15.4774 | 15.4866 | 15.3926 | 15.4004 | 15.514 | 15.5229 | 15.6284 | 15.6264 | 15.6219 | 15.5118 | 15.3971 | 15.2785 | 15.1572 | 15.0332 | 14.9069 | 14.7735 | 14.6385 | 14.5019 | 14.3641 | 14.2248 | 14.0846 | 13.9438 | 13.8025 | 13.661 | 13.5188 | 13.3767 | 13.2345 | 13.0927 | 12.9516
| 30.5FP | Unmeasured miscellaneous internal use | Input brief explanation here | l/h/d | 1 | 21.7595 | 22.194 | 22.3362 | 22.354 | 22.2586 | 22.1312 | 22.1443 | 22.0098 | 22.0211 | 22.1834 | 22.1962 | 22.3471 | 22.3442 | 22.3377 | 22.1804 | 22.0164 | 21.8468 | 21.6733 | 21.496 | 21.3154 | 21.1247 | 20.9316 | 20.7363 | 20.5393 | 20.34 | 20.1396 | 19.9382 | 19.7362 | 19.5339 | 19.3305 | 19.1273 | 18.924 | 18.7213 | 18.5195
| 30.6FP | Unmeasured external use | Input brief explanation here | l/h/d | 1 | 1.8482 | 1.8851 | 1.8972 | 1.8987 | 1.8906 | 1.8798 | 1.8809 | 1.8695 | 1.8704 | 1.8842 | 1.8853 | 1.8981 | 1.8979 | 1.8973 | 1.884 | 1.87 | 1.8556 | 1.8409 | 1.8258 | 1.8105 | 1.7943 | 1.7779 | 1.7613 | 1.7446 | 1.7277 | 1.7106 | 1.6935 | 1.6764 | 1.6592 | 1.6419 | 1.6247 | 1.6074 | 1.5902 | 1.573
| 31FP | Average Household - PCC | ((25FP+26FP)*1,000,000))/(51FP+52FP*1,000) | l/h/d | 1 | 134.6781 | 137.4543 | 137.0377 | 134.2131 | 130.8853 | 129.0892 | 128.1553 | 126.3049 | 125.3394 | 125.2798 | 124.3101 | 124.2596 | 123.2943 | 122.317 | 120.3981 | 118.4633 | 116.5044 | 114.5454 | 112.5857 | 110.6267 | 108.6584 | 106.6913 | 104.7271 | 102.7661 | 100.8108 | 98.8624 | 96.9098 | 94.9693 | 93.0384 | 91.092 | 89.1607 | 87.2195 | 85.2961 | 83.4015
| 32FP | Water Taken Unbilled | Calculated BL+Preferred options | Ml/d | 1 | 0.0192 | 0.019276 | 0.019328 | 0.01939 | 0.019461 | 0.019504 | 0.019547 | 0.019591 | 0.019636 | 0.019684 | 0.019733 | 0.019783 | 0.019833 | 0.019884 | 0.019935 | 0.019984 | 0.02003 | 0.020077 | 0.020124 | 0.020171 | 0.020218 | 0.020265 | 0.020313 | 0.020361 | 0.020409 | 0.020459 | 0.02051 | 0.020563 | 0.020617 | 0.020667 | 0.020718 | 0.020767 | 0.02082 | 0.020879
| 33FP | Distribution System Operational Use | Calculated BL+Preferred options | Ml/d | 1 | 0.020956 | 0.02104 | 0.021096 | 0.021164 | 0.021241 | 0.021288 | 0.021335 | 0.021384 | 0.021433 | 0.021485 | 0.021539 | 0.021593 | 0.021648 | 0.021703 | 0.021759 | 0.021812 | 0.021863 | 0.021913 | 0.021965 | 0.022016 | 0.022068 | 0.022119 | 0.022171 | 0.022223 | 0.022276 | 0.022331 | 0.022387 | 0.022445 | 0.022503 | 0.022558 | 0.022613 | 0.022667 | 0.022725 | 0.02279
Leakage | 34FP | Measured Non Household - USPL | Calculated BL+Preferred options | Ml/d | 2 | 0.0067373 | 0.0067918 | 0.0068171 | 0.0068413 | 0.0068644 | 0.0068865 | 0.0069078 | 0.0069283 | 0.006948 | 0.006967 | 0.0069854 | 0.0070032 | 0.0070205 | 0.0070372 | 0.0070534 | 0.0070691 | 0.0070845 | 0.0070994 | 0.0071139 | 0.007128 | 0.0071418 | 0.0071553 | 0.0071684 | 0.0071813 | 0.0071938 | 0.0072061 | 0.0072181 | 0.0072299 | 0.0072414 | 0.0072527 | 0.0072638 | 0.0072746 | 0.0072853 | 0.0072958
| 35FP | Unmeasured Non Household - USPL | Calculated BL+Preferred options | Ml/d | 2 | 0.00098068 | 0.00092074 | 0.00089216 | 0.00086447 | 0.00083763 | 0.00081163 | 0.00078644 | 0.00076203 | 0.00073837 | 0.00071545 | 0.00069324 | 0.00067173 | 0.00065087 | 0.00063067 | 0.00061109 | 0.00059213 | 0.00057375 | 0.00055594 | 0.00053868 | 0.00052196 | 0.00050576 | 0.00049006 | 0.00047485 | 0.00046011 | 0.00044582 | 0.00043199 | 0.00041858 | 0.00040558 | 0.00039299 | 0.0003808 | 0.00036898 | 0.00035752 | 0.00034642 | 0.00033567
| 36FP | Measured Household - USPL | Calculated BL+Preferred options | Ml/d | 2 | 0.039328 | 0.04159 | 0.042707 | 0.043823 | 0.04494 | 0.045922 | 0.046875 | 0.0478 | 0.0487 | 0.04958 | 0.050438 | 0.051272 | 0.052083 | 0.05287 | 0.053635 | 0.054371 | 0.055074 | 0.055758 | 0.056423 | 0.057069 | 0.057697 | 0.058308 | 0.058903 | 0.059482 | 0.060048 | 0.060603 | 0.061149 | 0.061687 | 0.062212 | 0.062715 | 0.063206 | 0.063679 | 0.064155 | 0.064641
| 37FP | Unmeasured Household - USPL | Calculated BL+Preferred options | Ml/d | 2 | 0.036939 | 0.034187 | 0.032889 | 0.03164 | 0.030438 | 0.029282 | 0.02817 | 0.0271 | 0.026071 | 0.025081 | 0.024129 | 0.023212 | 0.022331 | 0.021483 | 0.020667 | 0.019882 | 0.019127 | 0.018401 | 0.017702 | 0.01703 | 0.016383 | 0.015761 | 0.015162 | 0.014586 | 0.014032 | 0.0135 | 0.012987 | 0.012494 | 0.012019 | 0.011563 | 0.011124 | 0.010701 | 0.010295 | 0.0099039
| 38FP | Void Properties - USPL | Calculated BL+Preferred options | Ml/d | 2 | 0.0054543 | 0.005355 | 0.0053373 | 0.0053221 | 0.0053096 | 0.0052929 | 0.0052771 | 0.0052623 | 0.0052484 | 0.0052358 | 0.0052241 | 0.0052132 | 0.0052031 | 0.0051938 | 0.0051851 | 0.0051767 | 0.0051683 | 0.0051606 | 0.0051536 | 0.0051471 | 0.0051412 | 0.0051358 | 0.0051309 | 0.0051265 | 0.0051228 | 0.0051197 | 0.0051173 | 0.0051156 | 0.0051144 | 0.005113 | 0.0051121 | 0.0051113 | 0.0051115 | 0.0051131
| 39FP | Distribution Losses | Calculated BL+Preferred options | Ml/d | 2 | 0.0042611 | 0.14014 | 0.14034 | 0.14017 | 0.13146 | 0.12284 | 0.11421 | 0.10557 | 0.096902 | 0.091865 | 0.086811 | 0.081744 | 0.077956 | 0.074156 | 0.069055 | 0.063952 | 0.058851 | 0.053741 | 0.04862 | 0.046073 | 0.043518 | 0.040955 | 0.038384 | 0.035805 | 0.033217 | 0.030617 | 0.028006 | 0.025382 | 0.022751 | 0.020126 | 0.017494 | 0.014863 | 0.012211 | 0.0095327
| 40FP | Total Leakage | Sum(34FP:39FP) | Ml/d | 2 | 0.093701 | 0.22899 | 0.22899 | 0.22866 | 0.21985 | 0.21104 | 0.20223 | 0.19342 | 0.18461 | 0.17944 | 0.17428 | 0.16912 | 0.16524 | 0.16137 | 0.15621 | 0.15104 | 0.14588 | 0.14072 | 0.13555 | 0.13297 | 0.13039 | 0.12781 | 0.12522 | 0.12264 | 0.12006 | 0.11748 | 0.1149 | 0.11231 | 0.10973 | 0.10715 | 0.10457 | 0.10199 | 0.099404 | 0.096822
| 41FP | Total Leakage | (40FP*1,000,000)/(48FP*1,000) | l/prop/d | 2 | 30.4656 | 75.3006 | 75.0967 | 74.7502 | 71.6034 | 68.5809 | 65.5699 | 62.5696 | 59.5797 | 57.7704 | 55.966 | 54.1691 | 52.7923 | 51.4217 | 49.6476 | 47.8868 | 46.1421 | 44.4048 | 42.6746 | 41.7633 | 40.8561 | 39.953 | 39.0536 | 38.158 | 37.2652 | 36.3744 | 35.4855 | 34.5978 | 33.7147 | 32.8404 | 31.9701 | 31.1066 | 30.241 | 29.3715
Customer: Properties | 42FP | Measured Non Household - Properties | Input (total, excluding voids) | 000's | 2 | 0.2916 | 0.29396 | 0.29506 | 0.29611 | 0.29711 | 0.29806 | 0.29899 | 0.29987 | 0.30073 | 0.30155 | 0.30235 | 0.30312 | 0.30386 | 0.30458 | 0.30529 | 0.30597 | 0.30663 | 0.30728 | 0.3079 | 0.30852 | 0.30911 | 0.3097 | 0.31026 | 0.31082 | 0.31136 | 0.3119 | 0.31242 | 0.31293 | 0.31342 | 0.31391 | 0.31439 | 0.31486 | 0.31532 | 0.31578
| 43FP | Unmeasured Non Household - Properties | Input (total, excluding voids) | 000's | 2 | 0.02739 | 0.025716 | 0.024917 | 0.024144 | 0.023394 | 0.022668 | 0.021965 | 0.021283 | 0.020622 | 0.019982 | 0.019362 | 0.018761 | 0.018178 | 0.017614 | 0.017067 | 0.016538 | 0.016024 | 0.015527 | 0.015045 | 0.014578 | 0.014125 | 0.013687 | 0.013262 | 0.01285 | 0.012452 | 0.012065 | 0.011691 | 0.011328 | 0.010976 | 0.010635 | 0.010305 | 0.0099853 | 0.0096754 | 0.009375
| 44FP | All void non-households - properties | Input (voids in each year) | 000's | 2 | 0.03212 | 0.031883 | 0.031767 | 0.031654 | 0.031543 | 0.031435 | 0.031329 | 0.031226 | 0.031126 | 0.031029 | 0.030934 | 0.030842 | 0.030753 | 0.030667 | 0.030584 | 0.030503 | 0.030425 | 0.03035 | 0.030278 | 0.030207 | 0.03014 | 0.030075 | 0.030012 | 0.029952 | 0.029893 | 0.029838 | 0.029784 | 0.029732 | 0.029683 | 0.029635 | 0.02959 | 0.029546 | 0.029504 | 0.029464
| 45FP | Measured Household - Properties (excl voids) | Pre-plan year = input. Forecast years = Previous year 45FP + sum(45.1FP:45.6FP) | 000's | 2 | 1.5793 | 1.6238 | 1.6688 | 1.7138 | 1.759 | 1.7986 | 1.837 | 1.8743 | 1.9107 | 1.9463 | 1.9811 | 2.0149 | 2.0479 | 2.0799 | 2.111 | 2.141 | 2.1697 | 2.1976 | 2.2247 | 2.2511 | 2.2768 | 2.3018 | 2.3262 | 2.35 | 2.3732 | 2.396 | 2.4185 | 2.4407 | 2.4624 | 2.4832 | 2.5034 | 2.523 | 2.5427 | 2.5629
| 45.1FP | New properties | Input (new builds in each year) | 000's | 2 | 0.012619 | 0.0066119 | 0.0084087 | 0.009904 | 0.011454 | 0.0070375 | 0.0071193 | 0.0072475 | 0.0074079 | 0.0077953 | 0.0079992 | 0.0080769 | 0.0081519 | 0.0081928 | 0.0081944 | 0.0079143 | 0.0074182 | 0.007448 | 0.0075065 | 0.0075063 | 0.0075069 | 0.0075128 | 0.0075299 | 0.0075672 | 0.0076628 | 0.0078536 | 0.0080617 | 0.0083407 | 0.0083339 | 0.0079127 | 0.0079344 | 0.0076666 | 0.0083049 | 0.0092038
| 45.2FP | Meter optants - properties | Input (meter optants in each year) | 000's | 2 | 0.03624 | 0.035598 | 0.034246 | 0.032946 | 0.031694 | 0.030491 | 0.029333 | 0.028219 | 0.027147 | 0.026116 | 0.025124 | 0.02417 | 0.023252 | 0.022369 | 0.02152 | 0.020703 | 0.019916 | 0.01916 | 0.018432 | 0.017732 | 0.017059 | 0.016411 | 0.015788 | 0.015188 | 0.014612 | 0.014057 | 0.013523 | 0.013009 | 0.012515 | 0.01204 | 0.011583 | 0.011143 | 0.01072 | 0.010313
| 45.3FP | Compulsory metering - properties | Input (compulsory meters in each year) | 000's | 2 | 0 | 0 | 0 | 0 | 0 | 0 | 0 | 0 | 0 | 0 | 0 | 0 | 0 | 0 | 0 | 0 | 0 | 0 | 0 | 0 | 0 | 0 | 0 | 0 | 0 | 0 | 0 | 0 | 0 | 0 | 0 | 0 | 0 | 0
| 45.4FP | Metering on change of occupancy - properties | Input (change of occupancy meters in each year) | 000's | 2 | 0 | 0 | 0 | 0 | 0 | 0 | 0 | 0 | 0 | 0 | 0 | 0 | 0 | 0 | 0 | 0 | 0 | 0 | 0 | 0 | 0 | 0 | 0 | 0 | 0 | 0 | 0 | 0 | 0 | 0 | 0 | 0 | 0 | 0
| 45.5FP | Selective metering properties | Input (selective meters in each year) | 000's | 2 | 0 | 0 | 0 | 0 | 0 | 0 | 0 | 0 | 0 | 0 | 0 | 0 | 0 | 0 | 0 | 0 | 0 | 0 | 0 | 0 | 0 | 0 | 0 | 0 | 0 | 0 | 0 | 0 | 0 | 0 | 0 | 0 | 0 | 0
| 45.6FP | Other changes to existing metering - properties | Input (other changes to meters in each year) | 000's | 2 | 0.0019349 | 0.0023549 | 0.0022655 | 0.0021794 | 0.0020967 | 0.002017 | 0.0019404 | 0.0018667 | 0.0017958 | 0.0017277 | 0.001662 | 0.0015989 | 0.0015382 | 0.0014798 | 0.0014236 | 0.0013695 | 0.0013175 | 0.0012675 | 0.0012193 | 0.001173 | 0.0011285 | 0.0010856 | 0.0010444 | 0.0010047 | 0.00096659 | 0.00092988 | 0.00089457 | 0.0008606 | 0.00082792 | 0.00079647 | 0.00076623 | 0.00073713 | 0.00070913 | 0.0006822
| 45.7FP | Measured void households - properties | Input (voids in each year) | 000's | 2 | 0.053154 | 0.055861 | 0.05736 | 0.058852 | 0.060342 | 0.061658 | 0.062933 | 0.06417 | 0.065371 | 0.066545 | 0.067687 | 0.068797 | 0.069874 | 0.070919 | 0.071934 | 0.072909 | 0.073842 | 0.074747 | 0.075627 | 0.076482 | 0.077312 | 0.078118 | 0.078902 | 0.079665 | 0.080409 | 0.081139 | 0.081856 | 0.082562 | 0.083249 | 0.083908 | 0.08455 | 0.085168 | 0.08579 | 0.086423
| 46FP | Unmeasured households - properties (excl void) | Input (total) | 000's | 2 | 1.0388 | 0.96143 | 0.92492 | 0.88979 | 0.856 | 0.82349 | 0.79222 | 0.76214 | 0.73319 | 0.70535 | 0.67856 | 0.65279 | 0.628 | 0.60415 | 0.58121 | 0.55914 | 0.5379 | 0.51748 | 0.49782 | 0.47892 | 0.46073 | 0.44323 | 0.4264 | 0.41021 | 0.39463 | 0.37964 | 0.36523 | 0.35136 | 0.33801 | 0.32518 | 0.31283 | 0.30095 | 0.28952 | 0.27852
| 47FP | Unmeasured void households - properties | Input (voids in each year) | 000's | 2 | 0.053262 | 0.04827 | 0.046437 | 0.044673 | 0.042977 | 0.041345 | 0.039775 | 0.038264 | 0.036811 | 0.035413 | 0.034068 | 0.032774 | 0.03153 | 0.030332 | 0.02918 | 0.028072 | 0.027006 | 0.025981 | 0.024994 | 0.024045 | 0.023132 | 0.022253 | 0.021408 | 0.020595 | 0.019813 | 0.019061 | 0.018337 | 0.01764 | 0.01697 | 0.016326 | 0.015706 | 0.01511 | 0.014536 | 0.013984
| 48FP | Total Resource Zone Properties (incl voids) | SUM(42FP:45FP)+45.7FP+46FP+47FP | 000's | 2 | 3.0756 | 3.041 | 3.0492 | 3.059 | 3.0704 | 3.0772 | 3.0842 | 3.0913 | 3.0985 | 3.1062 | 3.114 | 3.122 | 3.1301 | 3.1382 | 3.1463 | 3.1542 | 3.1615 | 3.1689 | 3.1764 | 3.1839 | 3.1914 | 3.1989 | 3.2064 | 3.2141 | 3.2218 | 3.2297 | 3.2378 | 3.2463 | 3.2547 | 3.2628 | 3.2708 | 3.2786 | 3.2871 | 3.2965
Customer: Population | 49FP | Measured Non Household - Population | Input (total) | 000's | 2 | 0.2036 | 0.20547 | 0.20646 | 0.20733 | 0.20804 | 0.20909 | 0.21014 | 0.21116 | 0.21208 | 0.21291 | 0.21396 | 0.21522 | 0.21658 | 0.21768 | 0.21887 | 0.22051 | 0.22206 | 0.22337 | 0.22443 | 0.22531 | 0.22617 | 0.22702 | 0.22779 | 0.22851 | 0.22922 | 0.22994 | 0.23066 | 0.23138 | 0.23209 | 0.23279 | 0.23348 | 0.23417 | 0.2349 | 0.23565
| 50FP | Unmeasured Non Household - Population | Input (total) | 000's | 2 | 0 | 0 | 0 | 0 | 0 | 0 | 0 | 0 | 0 | 0 | 0 | 0 | 0 | 0 | 0 | 0 | 0 | 0 | 0 | 0 | 0 | 0 | 0 | 0 | 0 | 0 | 0 | 0 | 0 | 0 | 0 | 0 | 0 | 0
| 51FP | Measured Household - Population | Input (total) | 000's | 2 | 2.2841 | 2.4559 | 2.5495 | 2.6436 | 2.7302 | 2.8125 | 2.8925 | 2.9698 | 3.0449 | 3.1176 | 3.1878 | 3.2552 | 3.32 | 3.3821 | 3.4415 | 3.4976 | 3.5516 | 3.603 | 3.6522 | 3.6993 | 3.7443 | 3.7874 | 3.8285 | 3.8679 | 3.9057 | 3.9418 | 3.9765 | 4.0096 | 4.0409 | 4.0718 | 4.1005 | 4.1288 | 4.1559 | 4.181
| 52FP | Unmeasured Household - Population | Input (total) | 000's | 2 | 2.2014 | 2.0409 | 1.957 | 1.8764 | 1.7975 | 1.722 | 1.6493 | 1.5795 | 1.5123 | 1.4478 | 1.3858 | 1.3263 | 1.2693 | 1.2146 | 1.1622 | 1.1121 | 1.0641 | 1.0182 | 0.97437 | 0.93242 | 0.89233 | 0.85401 | 0.81739 | 0.78239 | 0.74896 | 0.71701 | 0.68648 | 0.65731 | 0.62944 | 0.60283 | 0.57739 | 0.55311 | 0.52992 | 0.50775
| 53FP | Total Resource Zone Population | 49FP+Sum(50FP:52FP) | 000's | 2 | 4.6891 | 4.7023 | 4.7129 | 4.7273 | 4.7357 | 4.7436 | 4.752 | 4.7604 | 4.7693 | 4.7783 | 4.7876 | 4.7968 | 4.8058 | 4.8144 | 4.8226 | 4.8302 | 4.8378 | 4.8447 | 4.851 | 4.857 | 4.8628 | 4.8684 | 4.8737 | 4.8788 | 4.8839 | 4.8888 | 4.8936 | 4.8983 | 4.9025 | 4.9074 | 4.9113 | 4.9161 | 4.9207 | 4.9244
Occupancy | 54FP | Measured Household - Occupancy Rate (average) (excl voids) | 51FP/45FP | h/prop | 1 | 1.4463 | 1.5124 | 1.5278 | 1.5425 | 1.5521 | 1.5637 | 1.5746 | 1.5845 | 1.5936 | 1.6018 | 1.6091 | 1.6156 | 1.6212 | 1.6261 | 1.6302 | 1.6336 | 1.6369 | 1.6396 | 1.6417 | 1.6433 | 1.6445 | 1.6454 | 1.6458 | 1.6459 | 1.6458 | 1.6451 | 1.6442 | 1.6428 | 1.6411 | 1.6398 | 1.6379 | 1.6365 | 1.6344 | 1.6313
| 55FP | Unmeasured Household - Occupancy Rate | 52BL/46BL | h/prop | 1 | 2.1191 | 2.1227 | 2.1158 | 2.1088 | 2.0999 | 2.0911 | 2.0819 | 2.0724 | 2.0626 | 2.0526 | 2.0423 | 2.0318 | 2.0211 | 2.0104 | 1.9997 | 1.9889 | 1.9783 | 1.9677 | 1.9573 | 1.9469 | 1.9368 | 1.9268 | 1.9169 | 1.9073 | 1.8979 | 1.8886 | 1.8796 | 1.8708 | 1.8622 | 1.8538 | 1.8457 | 1.8379 | 1.8303 | 1.823
Metering | 56FP | Total Household Metering penetration (excl. voids) | 45FP/45FP+46FP | % | 0 | 60.32% | 62.81% | 64.34% | 65.82% | 67.27% | 68.59% | 69.87% | 71.09% | 72.27% | 73.4% | 74.49% | 75.53% | 76.53% | 77.49% | 78.41% | 79.29% | 80.13% | 80.94% | 81.71% | 82.46% | 83.17% | 83.85% | 84.51% | 85.14% | 85.74% | 86.32% | 86.88% | 87.42% | 87.93% | 88.42% | 88.89% | 89.34% | 89.78% | 90.2%
| 57FP | Total Household Metering penetration (incl. voids) | 45FP/(45FP+45.7FP+46FP+47FP) | % | 0 | 57.97% | 60.38% | 61.86% | 63.31% | 64.71% | 66% | 67.24% | 68.43% | 69.58% | 70.68% | 71.74% | 72.76% | 73.74% | 74.67% | 75.57% | 76.43% | 77.26% | 78.04% | 78.8% | 79.53% | 80.23% | 80.9% | 81.54% | 82.15% | 82.75% | 83.31% | 83.86% | 84.39% | 84.89% | 85.37% | 85.84% | 86.28% | 86.71% | 87.12%
|  | Company: | Dŵr Cymru Welsh Water
|  | Resource Zone Name: | Tywyn Aberdyfi
|  | Resource Zone Number: | 8021
|  | Planning Scenario Name: | Dry Year Annual Average
|  | Chosen Level of Service: | 1 in 20

## 9. FP SDB
Table 9: Final planning water supply
| Row Ref | Component | Derivation | Unit | Decimal places | 2015-16 | For info 2017-18 | For info 2018-19 | For info 2019-20 | 2020-21 | 2021-22 | 2022-23 | 2023-24 | 2024-25 | 2025-26 | 2026-27 | 2027-28 | 2028-29 | 2029-30 | 2030-31 | 2031-32 | 2032-33 | 2033-34 | 2034-35 | 2035-36 | 2036-37 | 2037-38 | 2038-39 | 2039-40 | 2040-41 | 2041-42 | 2042-43 | 2043-44 | 2044-45 | 2045-46 | 2046-47 | 2047-48 | 2048-49 | 2049-50
SDB | 11FP | Distribution Input | 19FP+20FP+21FP+22FP+32FP+33FP+38FP+39FP | Ml/d | 2 | 1.1737 | 1.3227 | 1.3237 | 1.3125 | 1.2906 | 1.2767 | 1.2602 | 1.243 | 1.2299 | 1.2246 | 1.2152 | 1.2099 | 1.2018 | 1.1936 | 1.1797 | 1.1656 | 1.1513 | 1.1371 | 1.1227 | 1.111 | 1.0991 | 1.0873 | 1.0754 | 1.0635 | 1.0516 | 1.0398 | 1.0279 | 1.016 | 1.0042 | 0.9923 | 0.9804 | 0.96851 | 0.95669 | 0.94492
| 12FP | Water Available For Use (own sources) | 7FP-(9FP+10FP) | Ml/d | 2 | 1.1437 | 1.0542 | 1.0252 | 0.9962 | 0.96722 | 0.93825 | 1.8093 | 1.7803 | 1.7513 | 1.7223 | 1.6934 | 1.6644 | 1.6354 | 1.6064 | 1.5847 | 1.5775 | 1.5702 | 1.563 | 1.5557 | 1.5485 | 1.5412 | 1.534 | 1.5267 | 1.5195 | 1.5123 | 1.505 | 1.4978 | 1.4905 | 1.4833 | 1.476 | 1.4688 | 1.4615 | 1.4543 | 1.4471
| 13FP | Total Water Available For Use | 12FP+(2FP+3FP)-(5FP+6FP) | Ml/d | 2 | 1.1437 | 1.0542 | 1.0252 | 0.9962 | 0.96722 | 0.93825 | 1.8093 | 1.7803 | 1.7513 | 1.7223 | 1.6934 | 1.6644 | 1.6354 | 1.6064 | 1.5847 | 1.5775 | 1.5702 | 1.563 | 1.5557 | 1.5485 | 1.5412 | 1.534 | 1.5267 | 1.5195 | 1.5123 | 1.505 | 1.4978 | 1.4905 | 1.4833 | 1.476 | 1.4688 | 1.4615 | 1.4543 | 1.4471
| 14FP | Target headroom (climate change component) | Input | Ml/d | 2 | 0.00020591 | 0.089289 | 0.17897 | 0.26859 | 0.35819 | 0.44793 | 0.0014067 | 0.00158 | 0.0017808 | 0.0015806 | 0.001721 | 0.0018821 | 0.0020421 | 0.002194 | 0.0018152 | 0.0019345 | 0.0020365 | 0.0021261 | 0.002207 | 0.0018181 | 0.0018937 | 0.0019901 | 0.0020395 | 0.0021267 | 0.0016416 | 0.0016755 | 0.001742 | 0.0017578 | 0.0017652 | 0.0017683 | 0.0018272 | 0.0017955 | 0.0018186 | 0.0018152
| 15FP | Target headroom (All other components) | Input | Ml/d | 2 | 0.065159 | 0.066206 | 0.067223 | 0.068703 | 0.069913 | 0.070584 | 0.077784 | 0.077371 | 0.078362 | 0.063229 | 0.063755 | 0.064745 | 0.065398 | 0.065875 | 0.057135 | 0.060298 | 0.06338 | 0.068227 | 0.071128 | 0.064877 | 0.069211 | 0.073045 | 0.077209 | 0.080945 | 0.075879 | 0.079633 | 0.084013 | 0.088733 | 0.093124 | 0.097457 | 0.10244 | 0.1061 | 0.11032 | 0.11472
| 16FP | Target Headroom | 14FP+15FP | Ml/d | 2 | 0.065365 | 0.1555 | 0.24619 | 0.3373 | 0.4281 | 0.51851 | 0.07919 | 0.078951 | 0.080142 | 0.064809 | 0.065476 | 0.066627 | 0.067441 | 0.068069 | 0.05895 | 0.062232 | 0.065416 | 0.070353 | 0.073335 | 0.066695 | 0.071105 | 0.075035 | 0.079248 | 0.083071 | 0.07752 | 0.081309 | 0.085755 | 0.090491 | 0.09489 | 0.099225 | 0.10427 | 0.10789 | 0.11214 | 0.11653
| 17FP | Available Headroom | 13FP-11FP | Ml/d | 2 | -0.029954 | -0.26859 | -0.29848 | -0.3163 | -0.32339 | -0.33847 | 0.54907 | 0.5373 | 0.52144 | 0.49774 | 0.47818 | 0.45444 | 0.43361 | 0.41285 | 0.40502 | 0.41188 | 0.41887 | 0.42591 | 0.43299 | 0.43752 | 0.44211 | 0.44673 | 0.45136 | 0.456 | 0.46062 | 0.46523 | 0.46987 | 0.47448 | 0.4791 | 0.48373 | 0.48839 | 0.49304 | 0.49761 | 0.50214
| 18FP | Supply Demand Balance | 17FP-16FP | Ml/d | 2 | -0.095319 | -0.42408 | -0.54467 | -0.6536 | -0.7515 | -0.85699 | 0.46988 | 0.45835 | 0.4413 | 0.43293 | 0.4127 | 0.38781 | 0.36617 | 0.34479 | 0.34607 | 0.34965 | 0.35345 | 0.35556 | 0.35966 | 0.37082 | 0.37101 | 0.37169 | 0.37211 | 0.37293 | 0.3831 | 0.38393 | 0.38412 | 0.38399 | 0.38421 | 0.38451 | 0.38412 | 0.38515 | 0.38548 | 0.3856
|  | Company: | Dŵr Cymru Welsh Water
|  | Resource Zone Name: | Tywyn Aberdyfi
|  | Resource Zone Number: | 8021
|  | Planning Scenario Name: | Dry Year Annual Average
|  | Chosen Level of Service: | 1 in 20

## 10. Drought plan links
Table 10: Drought plan links and Deployable Output Overview
10.1 Planning scenarios |  |  |  |  | 10.2 Water resources management plan | [7 empty] | 10.3 Drought plan | [5 empty] | 10.4 Demand
Drought Scenarios | Drought Description | Drought Severity | Plan in which scenario is used (highlights overlaps) |  | WRMP DO of Sources (not including drought measures) | WRMP Additional Yield from Drought Supply Measures (eg drought permits or orders) |  |  | WRMP Impact on DO of drought plan Demand Restrictions (eg TUBs) |  |  | WRMP DO Levels of Service | Drought Plan Additional Yield from Further Supply Measures (eg drought permits or orders) |  |  | Drought Plan Impact on DO of Further Demand Restrictions (eg TUBs) |  |  | Unrestricted Demand | Restricted Demand
|  |  | WRMP | Drought Plan | DO (Ml/d) | Description | Marginal Benefit (Ml/d) | DO (Ml/d) | Description | Marginal Benefit (Ml/d) | DO (Ml/d) | DO (Ml/d) | Description | Marginal Benefit (Ml/d) | DO (Ml/d) | Description | Marginal Benefit (Ml/d) | DO (Ml/d) | Ml/d | Ml/d
Historic Droughts | 1984 | approx 1.7% chance in any given year | Y | Y | 1.68 | n/a | 0 | 1.68 | n/a | 0 | 1.68 | 1.68 | n/a | 0 | 1.68 | n/a | 0 | 1.68 | 1.68 | 1.68
| 0 | 0 | 0 | 0 | 0 | 0 | 0 | 0 | 0 | 0 | 0 | 0 | 0 | 0 | 0 | 0 | 0 | 0 | 0 | 0
Additional Drought Scenarios | 1 in 200 | Severe Drought | Y | n | 1.68 | n/a | 0 | 1.68 | n/a | 0 | 1.68 | 1.68 | n/a | 0 | 1.68 | n/a | 0 | 1.68 | 1.68 | 1.68
| 0 | 0 | 0 | 0 | 0 | 0 | 0 | 0 | 0 | 0 | 0 | 0 | 0 | 0 | 0 | 0 | 0 | 0 | 0 | 0
Reported DO for WRMP tables highlighted in yellow
10.5 Summary report
WRMP DO Overview | [8 empty] | Drought Plan Overview
DO Approach: The ‘explicit levels of service’ (UKWIR, 2014) approach LoS: >1 in 58 for TUBs and NEUBs Constraint on DO: WTW maximum capacity reached Critical Year: 1984, 1996 Data length, quality: 1958-2015 (58 years), confidence rating AC Approach to Drought Severity: worst historic in time series | [8 empty] | Please see Tywyn Aberdyfi zonal summary in Appendix 1 of our Drought Plan.
Additional Drought Scenarios | [8 empty] | Drought Supply Measures and Demand Restrictions Further Details
Tested against a 1 in 200 year drought scenario in line with UK long term planning project. | [8 empty] | For droughts more severe than 1 in 200, we would look to our drought supply side mitigation measures as outlined in our Drought Plan. Our current Drought Plan is available on https://welshwater.com/en/My-Water/Water-Resources/Drought-Plan.aspx
Impact on Supply Demand
EVA analysis of flows in the Afon Dysynni have shown that our proposed abstraction can still be supported in droughts of 1 in 200 year severity.
Demands
Demand reductions have not been triggered in the option DO model run under the worst historic drought.