## TITLE PAGE
Water Resources Planning Tables 2019
v15 - June 2018
All queries on the content of this workbook should be sent to:
water-company-plan@environment-agency.gov.uk
Water resource zone information
Company: |  | Dŵr Cymru Welsh Water
Resource Zone Name: |  | Whitbourne |  |  |  |  | Data validation: Cell D20
Resource Zone Number: |  | 8111 |  |  |  |  | Dry Year Annual Average
Planning Scenario Name: |  | Dry Year Annual Average | DYAA | Normal Year Annual Average |  |  | Dry Year Critical Period
Chosen Level of Service: |  | 1 in 20 |  |  |  |  | Dry Year Annual Average - benchmarking data
Base Year: |  | 2015-16 |  |  |  |  | Dry Year Critical Period - benchmarking data
Responsible Officer: |  | Ian Brown | Signed: |  | Dated: | 2019-03-31
Version: |  | DryYr_Whitbourne_FinalPlan_Version6 |  | [Digital signature is acceptable]
Key to cells
Clear cells - indicate an input is required
Yellow shaded cells - indicates a formula.
Blue shaded cells - indicate base year data.
Light grey shaded cells - indicate preceding years.
Dark grey cells - indicate that no data entry is required.
Worksheet |  | Content
WRZ summary |  | Supply-Demand Balance and components
1. BL Licences |  | Baseline water resources
2. BL Supply |  | Baseline water supplies
3. BL Demand |  | Baseline demand
4. BL SDB |  | Baseline supply demand balance
5. Feasible options |  | Fixed and Variable costs, Net Present Value, AIC and AISC of all feasible options (confidential)
6. Preferred options |  | High level costs of preferred options (Dry Year) - publicly available
7. FP Supply |  | Final Planning water supplies (impact of Scenario options)
8. FP Demand |  | Final Planning demand (impact of Scenario options)
9. FP SDB |  | Final Planning supply demand balance
10. Drought plan links |  | Drought plan links

## WRZ summary
Summary graphs of water resources planning tables data
Dŵr Cymru Welsh Water
Whitbourne
DERIVATION | DESCRIPTION | UNITS |  | For info 2017-18 | For info 2018-19 | For info 2019-20 | 2020-21 | 2021-22 | 2022-23 | 2023-24 | 2024-25 | 2025-26 | 2026-27 | 2027-28 | 2028-29 | 2029-30 | 2030-31 | 2031-32 | 2032-33 | 2033-34 | 2034-35 | 2035-36 | 2036-37 | 2037-38 | 2038-39 | 2039-40 | 2040-41 | 2041-42 | 2042-43 | 2043-44 | 2044-45 | 2045-46 | 2046-47 | 2047-48 | 2048-49 | 2049-50
SUPPLY
13BL | Total water available for use | Ml/d | 5.0643 | 5.0235 | 5.0311 | 5.0446 | 5.0107 | 4.9612 | 4.9109 | 4.8535 | 4.8233 | 4.8233 | 4.8233 | 4.8233 | 4.8233 | 4.8233 | 4.8233 | 4.8233 | 4.8233 | 4.8233 | 4.8233 | 4.8233 | 4.8233 | 4.8233 | 4.8233 | 4.8233 | 4.8233 | 4.8233 | 4.8233 | 4.8233 | 4.8233 | 4.8233 | 4.8233 | 4.8233 | 4.8233 | 4.8233
13FP | Total water available for use | Ml/d | 5.0643 | 5.0235 | 5.0311 | 5.0446 | 5.0107 | 4.9612 | 4.9109 | 4.8535 | 4.8233 | 4.8233 | 4.8233 | 4.8233 | 4.8233 | 4.8233 | 4.8233 | 4.8233 | 4.8233 | 4.8233 | 4.8233 | 4.8233 | 4.8233 | 4.8233 | 4.8233 | 4.8233 | 4.8233 | 4.8233 | 4.8233 | 4.8233 | 4.8233 | 4.8233 | 4.8233 | 4.8233 | 4.8233 | 4.8233
DEMAND
26BL | Unmeasured household consumption | Ml/d | 1.341 | 1.3119 | 1.2938 | 1.2755 | 1.2488 | 1.2147 | 1.1894 | 1.1563 | 1.132 | 1.1157 | 1.0918 | 1.0753 | 1.0514 | 1.0277 | 0.99712 | 0.967 | 0.93736 | 0.90812 | 0.8794 | 0.8513 | 0.82385 | 0.79699 | 0.77073 | 0.74509 | 0.71999 | 0.6955 | 0.67159 | 0.64825 | 0.62546 | 0.60324 | 0.58147 | 0.56028 | 0.53962 | 0.5195
26FP | Unmeasured household consumption | Ml/d | 1.341 | 1.3119 | 1.2938 | 1.2755 | 1.2488 | 1.2147 | 1.1894 | 1.1563 | 1.132 | 1.1157 | 1.0918 | 1.0753 | 1.0514 | 1.0277 | 0.99712 | 0.967 | 0.93736 | 0.90812 | 0.8794 | 0.8513 | 0.82385 | 0.79699 | 0.77073 | 0.74509 | 0.71999 | 0.6955 | 0.67159 | 0.64825 | 0.62546 | 0.60324 | 0.58147 | 0.56028 | 0.53962 | 0.5195
25BL | Measured household consumption | Ml/d | 0.65554 | 0.74351 | 0.77064 | 0.79551 | 0.80926 | 0.81363 | 0.82339 | 0.82655 | 0.83639 | 0.8539 | 0.86482 | 0.8825 | 0.89393 | 0.9066 | 0.91197 | 0.91676 | 0.92159 | 0.9267 | 0.93167 | 0.93601 | 0.93941 | 0.94183 | 0.94327 | 0.94383 | 0.94354 | 0.94239 | 0.94039 | 0.9376 | 0.93404 | 0.92996 | 0.9254 | 0.92017 | 0.91415 | 0.90735
25FP | Measured household consumption | Ml/d | 0.65554 | 0.74351 | 0.77064 | 0.79551 | 0.80926 | 0.81363 | 0.82339 | 0.82655 | 0.83639 | 0.8539 | 0.86482 | 0.8825 | 0.89393 | 0.9066 | 0.91197 | 0.91676 | 0.92159 | 0.9267 | 0.93167 | 0.93601 | 0.93941 | 0.94183 | 0.94327 | 0.94383 | 0.94354 | 0.94239 | 0.94039 | 0.9376 | 0.93404 | 0.92996 | 0.9254 | 0.92017 | 0.91415 | 0.90735
23BL+24BL | Non-household consumption | Ml/d | 1.519 | 1.527 | 1.5254 | 1.531 | 1.5364 | 1.5422 | 1.541 | 1.543 | 1.5447 | 1.5465 | 1.5481 | 1.5495 | 1.5509 | 1.5501 | 1.5494 | 1.5486 | 1.5477 | 1.5469 | 1.546 | 1.5452 | 1.5444 | 1.5435 | 1.5427 | 1.5418 | 1.541 | 1.5401 | 1.5392 | 1.5383 | 1.5374 | 1.5368 | 1.5361 | 1.5354 | 1.5348 | 1.5341
23FP+24FP | Non-household consumption | Ml/d | 1.519 | 1.527 | 1.5254 | 1.531 | 1.5364 | 1.5422 | 1.541 | 1.543 | 1.5447 | 1.5465 | 1.5481 | 1.5495 | 1.5509 | 1.5501 | 1.5494 | 1.5486 | 1.5477 | 1.5469 | 1.546 | 1.5452 | 1.5444 | 1.5435 | 1.5427 | 1.5418 | 1.541 | 1.5401 | 1.5392 | 1.5383 | 1.5374 | 1.5368 | 1.5361 | 1.5354 | 1.5348 | 1.5341
40BL | Total leakage | Ml/d | 1.1083 | 0.99332 | 0.98643 | 0.98039 | 0.94622 | 0.91205 | 0.87788 | 0.84371 | 0.80955 | 0.7869 | 0.76426 | 0.74161 | 0.72463 | 0.70764 | 0.685 | 0.66236 | 0.63971 | 0.61707 | 0.59442 | 0.5831 | 0.57178 | 0.56045 | 0.54913 | 0.53781 | 0.52649 | 0.51517 | 0.50384 | 0.49252 | 0.4812 | 0.46988 | 0.45855 | 0.44723 | 0.43591 | 0.42459
40FP | Total leakage | Ml/d | 1.1083 | 0.99332 | 0.98643 | 0.98039 | 0.94622 | 0.91205 | 0.87788 | 0.84371 | 0.80955 | 0.7869 | 0.76426 | 0.74161 | 0.72463 | 0.70764 | 0.685 | 0.66236 | 0.63971 | 0.61707 | 0.59442 | 0.5831 | 0.57178 | 0.56045 | 0.54913 | 0.53781 | 0.52649 | 0.51517 | 0.50384 | 0.49252 | 0.4812 | 0.46988 | 0.45855 | 0.44723 | 0.43591 | 0.42459
11BL-(23BL:26BL)-40BL | Other components of demand | Ml/d | 0.16373 | 0.16575 | 0.16673 | 0.16757 | 0.16794 | 0.16797 | 0.16799 | 0.16802 | 0.16812 | 0.16843 | 0.16876 | 0.1691 | 0.1695 | 0.17013 | 0.1709 | 0.17171 | 0.17265 | 0.17378 | 0.17503 | 0.17633 | 0.17763 | 0.17894 | 0.18024 | 0.18155 | 0.18287 | 0.18419 | 0.18551 | 0.18685 | 0.18819 | 0.18958 | 0.19107 | 0.19257 | 0.19407 | 0.19556
11FP-(23FP:26FP)-40FP | Other components of demand | Ml/d | 0.16373 | 0.16575 | 0.16673 | 0.16757 | 0.16794 | 0.16797 | 0.16799 | 0.16802 | 0.16812 | 0.16843 | 0.16876 | 0.1691 | 0.1695 | 0.17013 | 0.1709 | 0.17171 | 0.17265 | 0.17378 | 0.17503 | 0.17633 | 0.17763 | 0.17894 | 0.18024 | 0.18155 | 0.18287 | 0.18419 | 0.18551 | 0.18685 | 0.18819 | 0.18958 | 0.19107 | 0.19257 | 0.19407 | 0.19556
| Total demand + target headroom (baseline) | Ml/d | 5.0596 | 5.0244 | 5.0346 | 5.0497 | 5.0167 | 4.9668 | 4.9232 | 4.8649 | 4.8243 | 4.7408 | 4.712 | 4.6938 | 4.6665 | 4.6418 | 4.5519 | 4.5161 | 4.4837 | 4.4493 | 4.4171 | 4.3585 | 4.3369 | 4.3154 | 4.2933 | 4.2703 | 4.2111 | 4.1903 | 4.1719 | 4.1479 | 4.1283 | 4.1063 | 4.0857 | 4.0617 | 4.0433 | 4.0228
| Total demand + target headroom (final plan) | Ml/d | 5.0596 | 5.0244 | 5.0346 | 5.0497 | 5.0167 | 4.9668 | 4.9232 | 4.8649 | 4.8243 | 4.7408 | 4.712 | 4.6938 | 4.6665 | 4.6418 | 4.5519 | 4.5161 | 4.4837 | 4.4493 | 4.4171 | 4.3585 | 4.3369 | 4.3154 | 4.2933 | 4.2703 | 4.2111 | 4.1903 | 4.1719 | 4.1479 | 4.1283 | 4.1063 | 4.0857 | 4.0617 | 4.0433 | 4.0228
SUPPLY-DEMAND BALANCE
16BL | Target headroom | Ml/d | 0.27202 | 0.28298 | 0.29168 | 0.29972 | 0.30805 | 0.31619 | 0.32359 | 0.32731 | 0.33356 | 0.26936 | 0.27423 | 0.27581 | 0.2762 | 0.27961 | 0.2375 | 0.24967 | 0.26464 | 0.27673 | 0.29061 | 0.26658 | 0.27984 | 0.2937 | 0.30721 | 0.3202 | 0.29722 | 0.31297 | 0.33135 | 0.34437 | 0.36198 | 0.37693 | 0.39313 | 0.40603 | 0.42484 | 0.44174
16FP | Target headroom | Ml/d | 0.27202 | 0.28298 | 0.29168 | 0.29972 | 0.30805 | 0.31619 | 0.32359 | 0.32731 | 0.33356 | 0.26936 | 0.27423 | 0.27581 | 0.2762 | 0.27961 | 0.2375 | 0.24967 | 0.26464 | 0.27673 | 0.29061 | 0.26658 | 0.27984 | 0.2937 | 0.30721 | 0.3202 | 0.29722 | 0.31297 | 0.33135 | 0.34437 | 0.36198 | 0.37693 | 0.39313 | 0.40603 | 0.42484 | 0.44174
17BL | Available headroom | Ml/d | 0.27672 | 0.28202 | 0.28813 | 0.29463 | 0.30205 | 0.31056 | 0.31128 | 0.31593 | 0.33252 | 0.35187 | 0.38553 | 0.40527 | 0.43293 | 0.4611 | 0.50891 | 0.55687 | 0.60423 | 0.65075 | 0.69681 | 0.73137 | 0.76625 | 0.80153 | 0.83721 | 0.87317 | 0.90942 | 0.94595 | 0.98274 | 1.0197 | 1.057 | 1.0939 | 1.1307 | 1.1676 | 1.2048 | 1.2422
17FP | Available headroom | Ml/d | 0.27672 | 0.28202 | 0.28813 | 0.29463 | 0.30205 | 0.31056 | 0.31128 | 0.31593 | 0.33252 | 0.35187 | 0.38553 | 0.40527 | 0.43293 | 0.4611 | 0.50891 | 0.55687 | 0.60423 | 0.65075 | 0.69681 | 0.73137 | 0.76625 | 0.80153 | 0.83721 | 0.87317 | 0.90942 | 0.94595 | 0.98274 | 1.0197 | 1.057 | 1.0939 | 1.1307 | 1.1676 | 1.2048 | 1.2422
Baseline Supply-Demand Balance:
|  | 2020-21 | 2021-22 | 2022-23 | 2023-24 | 2024-25 | 2025-26 | 2026-27 | 2027-28 | 2028-29 | 2029-30 | 2030-31 | 2031-32 | 2032-33 | 2033-34 | 2034-35 | 2035-36 | 2036-37 | 2037-38 | 2038-39 | 2039-40 | 2040-41 | 2041-42 | 2042-43 | 2043-44 | 2044-45 | 2045-46 | 2046-47 | 2047-48 | 2048-49 | 2049-50
| SDB (Ml/d) | -0.0059947 | -0.0056347 | -0.012303 | -0.011377 | -0.001043 | 0.082508 | 0.1113 | 0.12946 | 0.15673 | 0.18149 | 0.2714 | 0.3072 | 0.33959 | 0.37402 | 0.40619 | 0.46479 | 0.48641 | 0.50783 | 0.53 | 0.55297 | 0.61221 | 0.63298 | 0.6514 | 0.67538 | 0.69498 | 0.71693 | 0.73757 | 0.76157 | 0.77993 | 0.80044
Final Planning Supply-Demand Balance:
|  | 2020-21 | 2021-22 | 2022-23 | 2023-24 | 2024-25 | 2025-26 | 2026-27 | 2027-28 | 2028-29 | 2029-30 | 2030-31 | 2031-32 | 2032-33 | 2033-34 | 2034-35 | 2035-36 | 2036-37 | 2037-38 | 2038-39 | 2039-40 | 2040-41 | 2041-42 | 2042-43 | 2043-44 | 2044-45
| SDB (Ml/d) | -0.0059947 | -0.0056347 | -0.012303 | -0.011377 | -0.001043 | 0.082508 | 0.1113 | 0.12946 | 0.15673 | 0.18149 | 0.2714 | 0.3072 | 0.33959 | 0.37402 | 0.40619 | 0.46479 | 0.48641 | 0.50783 | 0.53 | 0.55297 | 0.61221 | 0.63298 | 0.6514 | 0.67538 | 0.69498
| Company: | 2026-27: Dŵr Cymru Welsh Water
| Resource Zone Name | 2026-27: Whitbourne
| Resource Zone Number: | 2026-27: 8111
| Planning Scenario Name: | 2026-27: Dry Year Annual Average
| Chosen Level of Service: | 2026-27: 1 in 20

## 1. BL Licences
Table 1: Baseline licences |  |  |  |  | deployable output (Ml/d)
Row ref | Derivation | Licence number | Source name | Source type | Deployable output (Ml/d) | Annual licensed quantity (Ml/d) | Constraints on deployable output | Additional notes (if desired)
All individual licences:
0.1BL | Sum (0.1BL+...) | - | - | - | 5.145 | 9.0247 | -
- | Input | 18/54/9/0008 | RIVER TEME AT WHITBOURNE | SW:River | 5.145 | 9.0247 | Daily abstraction licence limit at Whitbourne intake. | 0
Input
Grouped licences | Derivation | Licence number | Source name | Source type | DYAA deployable output (Ml/d) | Annual licensed quantity (Ml/d)
0.2BL | Sum (0.2BL+...) | - | Total | - | 0 | - | -
- | - |  |  | - | 0 | - | -
- | Input
- | Input
- | Input
- | Input
- | Input
Unused licences: | Derivation | Licence number | Source name | Source type | DYAA deployable output (Ml/d) | Annual licensed quantity (Ml/d) | Reason licence is unused
0.3BL | Sum (0.3BL+...) | - | - | - | 0 | 0 | -
Input
- | Input
New licences (within current AMP): | Derivation | Licence number | Source name | Source type | DYAA deployable output (Ml/d) | Annual licensed quantity (Ml/d) | Status of licence
0.4BL | Sum (0.4BL+...) | - | - | - | 0 | 0 | -
Input
- | Input
- | - | - | - | - | - | - | -
Company: |  | Dŵr Cymru Welsh Water
Resource Zone Name: |  | Whitbourne
Resource Zone Number: |  | 8111
Planning Scenario Name: |  | Dry Year Annual Average
Chosen Level of Service: |  | 1 in 20
README
Note on C3: Please list only individual licences (i.e. not used in conjunctive use systems).
Note on B9: If additional lines are required please insert into middle of group to ensure automatic calculations pick up all data.
Note on B22: If additional lines are required please insert into middle of group to ensure automatic calculations pick up all data. DO NOT DELETE DEFAULT INPUT ROWS - If unrequired leave blank.
Note on J23: Please state if a licence has been applied for, approved, granted, awaiting mobilisation, or other specified status.
Note on C39: Do not delete default inserted input lines. These are required to generate the autosum of all additional rows added. Additional rows which the user enters can be deleted.

## 2. BL Supply
Table 2: Baseline supply
| Row ref | Component | Derivation | Unit | decimal places | 2015-16 | For info 2017-18 | For info 2018-19 | For info 2019-20 | 2020-21 | 2021-22 | 2022-23 | 2023-24 | 2024-25 | 2025-26 | 2026-27 | 2027-28 | 2028-29 | 2029-30 | 2030-31 | 2031-32 | 2032-33 | 2033-34 | 2034-35 | 2035-36 | 2036-37 | 2037-38 | 2038-39 | 2039-40 | 2040-41 | 2041-42 | 2042-43 | 2043-44 | 2044-45 | 2045-46 | 2046-47 | 2047-48 | 2048-49 | 2049-50
| 1BL | Raw water abstracted | Input | Ml/d | 2 | 4.8878 | 4.863 | 4.8569 | 4.8504 | 4.8429 | 4.8344 | 4.8337 | 4.8291 | 4.8125 | 4.7931 | 4.7595 | 4.7397 | 4.7121 | 4.6839 | 4.6361 | 4.5881 | 4.5408 | 4.4943 | 4.4482 | 4.4136 | 4.3787 | 4.3435 | 4.3078 | 4.2718 | 4.2356 | 4.1991 | 4.1623 | 4.1253 | 4.088 | 4.0511 | 4.0143 | 3.9774 | 3.9402 | 3.9028
Resources | 2BL | Total raw water imported | sum(2.1BL+2.2BL+2.3BL...) | Ml/d | 2 | 0 | 0 | 0 | 0 | 0 | 0 | 0 | 0 | 0 | 0 | 0 | 0 | 0 | 0 | 0 | 0 | 0 | 0 | 0 | 0 | 0 | 0 | 0 | 0 | 0 | 0 | 0 | 0 | 0 | 0 | 0 | 0 | 0 | 0
| 2.1BL+ | Raw water imported from: None | Input | Ml/d | 2 | 0 | 0 | 0 | 0 | 0 | 0 | 0 | 0 | 0 | 0 | 0 | 0 | 0 | 0 | 0 | 0 | 0 | 0 | 0 | 0 | 0 | 0 | 0 | 0 | 0 | 0 | 0 | 0 | 0 | 0 | 0 | 0 | 0 | 0
| - | - | - | - | 2 | - | - | - | - | bar: 2020-21 to 2049-50
| 3BL | Total potable water imported | sum(3.1BL+3.2BL+3.3BL...) | Ml/d | 2 | 0.21906 | 0.20019 | 0.20782 | 0.22132 | 0.18741 | 0.13788 | 0.087581 | 0.030246 | 0 | 0 | 0 | 0 | 0 | 0 | 0 | 0 | 0 | 0 | 0 | 0 | 0 | 0 | 0 | 0 | 0 | 0 | 0 | 0 | 0 | 0 | 0 | 0 | 0 | 0
| 3.1BL+ | Potable water imported from: Hereford | Input | Ml/d | 2 | 0.21906 | 0.20019 | 0.20782 | 0.22132 | 0.18741 | 0.13788 | 0.087581 | 0.030246 | 0 | 0 | 0 | 0 | 0 | 0 | 0 | 0 | 0 | 0 | 0 | 0 | 0 | 0 | 0 | 0 | 0 | 0 | 0 | 0 | 0 | 0 | 0 | 0 | 0 | 0
| - | - | - | - | 2 | - | - | - | - | bar: 2020-21 to 2049-50
| 5BL | Total raw water exported (raw exports and non potable uses) | sum(5.1BL+5.2BL+...) | Ml/d | 2 | 0 | 0 | 0 | 0 | 0 | 0 | 0 | 0 | 0 | 0 | 0 | 0 | 0 | 0 | 0 | 0 | 0 | 0 | 0 | 0 | 0 | 0 | 0 | 0 | 0 | 0 | 0 | 0 | 0 | 0 | 0 | 0 | 0 | 0
| 5.1BL | Non potable water supplied to: | Input | Ml/d | 2 | 0 | 0 | 0 | 0 | 0 | 0 | 0 | 0 | 0 | 0 | 0 | 0 | 0 | 0 | 0 | 0 | 0 | 0 | 0 | 0 | 0 | 0 | 0 | 0 | 0 | 0 | 0 | 0 | 0 | 0 | 0 | 0 | 0 | 0
| 5.2BL+ | Raw water export to: None | Input | Ml/d | 2 | 0 | 0 | 0 | 0 | 0 | 0 | 0 | 0 | 0 | 0 | 0 | 0 | 0 | 0 | 0 | 0 | 0 | 0 | 0 | 0 | 0 | 0 | 0 | 0 | 0 | 0 | 0 | 0 | 0 | 0 | 0 | 0 | 0 | 0
| - |  | - | - | 2 | - | - | - | - | bar: 2020-21 to 2049-50
| 6BL | Total potable water exported | sum(6.1BL+6.2BL+6.3BL...) | Ml/d | 2 | 0 | 0 | 0 | 0 | 0 | 0 | 0 | 0 | 0 | 0 | 0 | 0 | 0 | 0 | 0 | 0 | 0 | 0 | 0 | 0 | 0 | 0 | 0 | 0 | 0 | 0 | 0 | 0 | 0 | 0 | 0 | 0 | 0 | 0
| 6.1BL+ | Potable water export to: None | Input | Ml/d | 2 | 0 | 0 | 0 | 0 | 0 | 0 | 0 | 0 | 0 | 0 | 0 | 0 | 0 | 0 | 0 | 0 | 0 | 0 | 0 | 0 | 0 | 0 | 0 | 0 | 0 | 0 | 0 | 0 | 0 | 0 | 0 | 0 | 0 | 0
| - |  | - | Ml/d | 2 | - | - | - | - | bar: 2020-21 to 2049-50
| 7BL | Deployable Output (baseline profile without reductions) | sum(0.1Bl+0.2BL+0.3BL+0.4BL) | Ml/d | 2 | 5.145 | 5.145 | 5.145 | 5.145 | 5.145 | 5.145 | 5.145 | 5.145 | 5.145 | 5.145 | 5.145 | 5.145 | 5.145 | 5.145 | 5.145 | 5.145 | 5.145 | 5.145 | 5.145 | 5.145 | 5.145 | 5.145 | 5.145 | 5.145 | 5.145 | 5.145 | 5.145 | 5.145 | 5.145 | 5.145 | 5.145 | 5.145 | 5.145 | 5.145
Resource (and process) Losses | 8BL | Baseline forecast changes to Deployable Output | sum(8.1BL+8.2BL+8.3BL) | Ml/d | 2 | 0 | 0 | 0 | 0 | 0 | 0 | 0 | 0 | 0 | 0 | 0 | 0 | 0 | 0 | 0 | 0 | 0 | 0 | 0 | 0 | 0 | 0 | 0 | 0 | 0 | 0 | 0 | 0 | 0 | 0 | 0 | 0 | 0 | 0
| 8.1BL | Change in DO due to climate change | Input (reductions must be expressed as -ve) | Ml/d | 2 | 0 | 0 | 0 | 0 | 0 | 0 | 0 | 0 | 0 | 0 | 0 | 0 | 0 | 0 | 0 | 0 | 0 | 0 | 0 | 0 | 0 | 0 | 0 | 0 | 0 | 0 | 0 | 0 | 0 | 0 | 0 | 0 | 0 | 0
| 8.2BL | Reductions to restore sustainable abstraction | sum(8.2BL sub components) | Ml/d | 2 | 0 | 0 | 0 | 0 | 0 | 0 | 0 | 0 | 0 | 0 | 0 | 0 | 0 | 0 | 0 | 0 | 0 | 0 | 0 | 0 | 0 | 0 | 0 | 0 | 0 | 0 | 0 | 0 | 0 | 0 | 0 | 0 | 0 | 0
| 8.2BL+ | Total for the zone | Input (zero or negative number) | Ml/d | 2 | 0 | 0 | 0 | 0 | 0 | 0 | 0 | 0 | 0 | 0 | 0 | 0 | 0 | 0 | 0 | 0 | 0 | 0 | 0 | 0 | 0 | 0 | 0 | 0 | 0 | 0 | 0 | 0 | 0 | 0 | 0 | 0 | 0 | 0
| - |  | - | - | 2 | - | - | - | - | bar: 2020-21 to 2049-50
| 8.3BL | Total other changes to DO (specify, e.g. nitrates): None | Input (reductions must be expressed as -ve) | Ml/d | 2 | 0 | 0 | 0 | 0 | 0 | 0 | 0 | 0 | 0 | 0 | 0 | 0 | 0 | 0 | 0 | 0 | 0 | 0 | 0 | 0 | 0 | 0 | 0 | 0 | 0 | 0 | 0 | 0 | 0 | 0 | 0 | 0 | 0 | 0
| 9BL | Raw water losses, treatment works losses and operational use | Input | Ml/d | 2 | 0.21177 | 0.21177 | 0.21177 | 0.21177 | 0.21177 | 0.21177 | 0.21177 | 0.21177 | 0.21177 | 0.21177 | 0.21177 | 0.21177 | 0.21177 | 0.21177 | 0.21177 | 0.21177 | 0.21177 | 0.21177 | 0.21177 | 0.21177 | 0.21177 | 0.21177 | 0.21177 | 0.21177 | 0.21177 | 0.21177 | 0.21177 | 0.21177 | 0.21177 | 0.21177 | 0.21177 | 0.21177 | 0.21177 | 0.21177
| 10BL | Outage allowance | Input | Ml/d | 2 | 0.08798 | 0.10996 | 0.10996 | 0.10996 | 0.10996 | 0.10996 | 0.10996 | 0.10996 | 0.10996 | 0.10996 | 0.10996 | 0.10996 | 0.10996 | 0.10996 | 0.10996 | 0.10996 | 0.10996 | 0.10996 | 0.10996 | 0.10996 | 0.10996 | 0.10996 | 0.10996 | 0.10996 | 0.10996 | 0.10996 | 0.10996 | 0.10996 | 0.10996 | 0.10996 | 0.10996 | 0.10996 | 0.10996 | 0.10996
|  | Company: | Dŵr Cymru Welsh Water
|  | Resource Zone Name: | Whitbourne
|  | Resource Zone Number: | 8111
|  | Planning Scenario Name: | Dry Year Annual Average
|  | Chosen Level of Service: | 1 in 20

## 3. BL Demand
Table 3: Baseline demand
| Row ref | Component | Derivation | Unit | Decimal places | 2015-16 | For info 2017-18 | For info 2018-19 | For info 2019-20 | 2020-21 | 2021-22 | 2022-23 | 2023-24 | 2024-25 | 2025-26 | 2026-27 | 2027-28 | 2028-29 | 2029-30 | 2030-31 | 2031-32 | 2032-33 | 2033-34 | 2034-35 | 2035-36 | 2036-37 | 2037-38 | 2038-39 | 2039-40 | 2040-41 | 2041-42 | 2042-43 | 2043-44 | 2044-45 | 2045-46 | 2046-47 | 2047-48 | 2048-49 | 2049-50
Consumption | 19BL | Water delivered measured non-household | Input | Ml/d | 2 | 1.4798 | 1.4865 | 1.4846 | 1.4901 | 1.4955 | 1.5014 | 1.5004 | 1.5028 | 1.5051 | 1.5074 | 1.5096 | 1.5117 | 1.5138 | 1.5138 | 1.5139 | 1.5139 | 1.5139 | 1.514 | 1.514 | 1.5141 | 1.5142 | 1.5143 | 1.5144 | 1.5145 | 1.5146 | 1.5147 | 1.5148 | 1.5149 | 1.5149 | 1.5152 | 1.5154 | 1.5157 | 1.516 | 1.5162
| 20BL | Water delivered unmeasured non- household | Input | Ml/d | 2 | 0.063747 | 0.065143 | 0.065491 | 0.06565 | 0.065647 | 0.065504 | 0.06524 | 0.064872 | 0.064412 | 0.063874 | 0.063267 | 0.062601 | 0.061884 | 0.061123 | 0.060325 | 0.059495 | 0.058637 | 0.057757 | 0.056859 | 0.055946 | 0.055021 | 0.054087 | 0.053147 | 0.052203 | 0.051257 | 0.050311 | 0.049366 | 0.048425 | 0.047489 | 0.046558 | 0.045634 | 0.044717 | 0.04381 | 0.042912
| 21BL | Water delivered measured household | Input | Ml/d | 2 | 0.71974 | 0.81207 | 0.84122 | 0.86797 | 0.88314 | 0.88862 | 0.89944 | 0.90366 | 0.91461 | 0.93339 | 0.9456 | 0.96455 | 0.97728 | 0.99145 | 0.99843 | 1.0048 | 1.0114 | 1.0184 | 1.0253 | 1.0317 | 1.0371 | 1.0415 | 1.0449 | 1.0474 | 1.0491 | 1.0498 | 1.0498 | 1.0489 | 1.0472 | 1.0451 | 1.0426 | 1.0393 | 1.0353 | 1.0305
| 22BL | Water delivered unmeasured household | Input | Ml/d | 2 | 1.4376 | 1.4048 | 1.3849 | 1.3649 | 1.3365 | 1.3008 | 1.2738 | 1.2392 | 1.2132 | 1.1954 | 1.17 | 1.152 | 1.1267 | 1.1015 | 1.0696 | 1.0381 | 1.0071 | 0.97651 | 0.94649 | 0.91712 | 0.88841 | 0.86034 | 0.83288 | 0.80605 | 0.7798 | 0.75417 | 0.72915 | 0.70471 | 0.68085 | 0.65758 | 0.63478 | 0.61258 | 0.59093 | 0.56983
| 23BL | Measured Non Household - Consumption | 19BL-34BL | Ml/d | 2 | 1.4575 | 1.4639 | 1.4619 | 1.4673 | 1.4727 | 1.4786 | 1.4775 | 1.4798 | 1.482 | 1.4842 | 1.4864 | 1.4884 | 1.4904 | 1.4904 | 1.4904 | 1.4904 | 1.4904 | 1.4904 | 1.4903 | 1.4904 | 1.4905 | 1.4905 | 1.4906 | 1.4907 | 1.4907 | 1.4907 | 1.4908 | 1.4908 | 1.4908 | 1.4911 | 1.4913 | 1.4915 | 1.4917 | 1.4919
| 24BL | Unmeasured Non Household - Consumption | 20BL-35BL | Ml/d | 2 | 0.061523 | 0.063054 | 0.063467 | 0.063689 | 0.063747 | 0.063663 | 0.063456 | 0.063144 | 0.062738 | 0.062251 | 0.061695 | 0.061077 | 0.060408 | 0.059693 | 0.058939 | 0.058152 | 0.057336 | 0.056496 | 0.055637 | 0.054762 | 0.053874 | 0.052975 | 0.05207 | 0.051159 | 0.050246 | 0.049331 | 0.048417 | 0.047505 | 0.046597 | 0.045694 | 0.044797 | 0.043906 | 0.043024 | 0.04215
| 25BL | Measured Household - Consumption | 21BL-36BL | Ml/d | 2 | 0.65554 | 0.74351 | 0.77064 | 0.79551 | 0.80926 | 0.81363 | 0.82339 | 0.82655 | 0.83639 | 0.8539 | 0.86482 | 0.8825 | 0.89393 | 0.9066 | 0.91197 | 0.91676 | 0.92159 | 0.9267 | 0.93167 | 0.93601 | 0.93941 | 0.94183 | 0.94327 | 0.94383 | 0.94354 | 0.94239 | 0.94039 | 0.9376 | 0.93404 | 0.92996 | 0.9254 | 0.92017 | 0.91415 | 0.90735
| 26BL | Unmeasured Household - Consumption | 22BL-37BL | Ml/d | 2 | 1.341 | 1.3119 | 1.2938 | 1.2755 | 1.2488 | 1.2147 | 1.1894 | 1.1563 | 1.132 | 1.1157 | 1.0918 | 1.0753 | 1.0514 | 1.0277 | 0.99712 | 0.967 | 0.93736 | 0.90812 | 0.8794 | 0.8513 | 0.82385 | 0.79699 | 0.77073 | 0.74509 | 0.71999 | 0.6955 | 0.67159 | 0.64825 | 0.62546 | 0.60324 | 0.58147 | 0.56028 | 0.53962 | 0.5195
| 27 - | Percentage of consumption driven by climate change | Input | % | 1 | 0 | 0.19885 | 0.22643 | 0.2548 | 0.28473 | 0.30677 | 0.32706 | 0.34941 | 0.37055 | 0.39016 | 0.41145 | 0.43118 | 0.45268 | 0.47383 | 0.49713 | 0.52199 | 0.54714 | 0.57256 | 0.59829 | 0.62443 | 0.65101 | 0.67807 | 0.70563 | 0.73369 | 0.76227 | 0.79379 | 0.82589 | 0.85861 | 0.89194 | 0.92592 | 0.96051 | 0.99575 | 1.0317 | 1.0684
| 28 - | Volume of consumption driven by climate change |  | Ml/d | 1 | 0 | 0.0071235 | 0.0081283 | 0.0091778 | 0.010234 | 0.010954 | 0.011623 | 0.01232 | 0.013018 | 0.013718 | 0.01442 | 0.015123 | 0.015827 | 0.01651 | 0.017193 | 0.017916 | 0.018639 | 0.019362 | 0.020085 | 0.020809 | 0.021533 | 0.022257 | 0.02298 | 0.023704 | 0.024427 | 0.025226 | 0.026025 | 0.026824 | 0.027623 | 0.028425 | 0.029228 | 0.03003 | 0.030833 | 0.031635
PCC and consumption by component | 29BL | Measured Household - PCC | (25BL*1,000,000)/(51BL*1,000) | l/h/d | 1 | 121.6688 | 129.3496 | 130.4911 | 131.652 | 131.5573 | 130.1537 | 129.6578 | 128.1675 | 127.5977 | 128.1158 | 127.6719 | 128.251 | 127.7916 | 127.4491 | 126.1128 | 124.7359 | 123.3808 | 122.1221 | 120.8946 | 119.6625 | 118.3715 | 117.0323 | 115.6491 | 114.2199 | 112.7609 | 111.2575 | 109.7123 | 108.1344 | 106.5279 | 104.8809 | 103.2947 | 101.6458 | 99.96 | 98.2377
| 29.1BL | Measured toilet flushing | Input | l/h/d | 1 | 27.8289 | 29.5857 | 29.8468 | 30.1124 | 30.0907 | 29.7697 | 29.6562 | 29.3154 | 29.185 | 29.3035 | 29.202 | 29.3345 | 29.2294 | 29.151 | 28.8454 | 28.5305 | 28.2205 | 27.9326 | 27.6519 | 27.37 | 27.0748 | 26.7684 | 26.4521 | 26.1252 | 25.7915 | 25.4476 | 25.0942 | 24.7333 | 24.3658 | 23.9891 | 23.6263 | 23.2491 | 22.8635 | 22.4696
| 29.2BL | Measured personal washing | Input | l/h/d | 1 | 51.1122 | 54.3388 | 54.8184 | 55.306 | 55.2663 | 54.6766 | 54.4683 | 53.8422 | 53.6028 | 53.8205 | 53.634 | 53.8773 | 53.6843 | 53.5404 | 52.9791 | 52.4007 | 51.8314 | 51.3026 | 50.7869 | 50.2693 | 49.727 | 49.1644 | 48.5834 | 47.983 | 47.37 | 46.7385 | 46.0893 | 45.4265 | 44.7516 | 44.0597 | 43.3934 | 42.7006 | 41.9925 | 41.2689
| 29.3BL | Measured clothes washing | Input | l/h/d | 1 | 15.0148 | 15.9626 | 16.1035 | 16.2468 | 16.2351 | 16.0619 | 16.0007 | 15.8168 | 15.7465 | 15.8104 | 15.7556 | 15.8271 | 15.7704 | 15.7281 | 15.5632 | 15.3933 | 15.2261 | 15.0707 | 14.9192 | 14.7672 | 14.6079 | 14.4426 | 14.2719 | 14.0955 | 13.9155 | 13.73 | 13.5393 | 13.3446 | 13.1463 | 12.943 | 12.7473 | 12.5438 | 12.3358 | 12.1232
| 29.4BL | Measured dish washing | Input | l/h/d | 1 | 11.8109 | 12.5565 | 12.6674 | 12.78 | 12.7709 | 12.6346 | 12.5865 | 12.4418 | 12.3865 | 12.4368 | 12.3937 | 12.4499 | 12.4053 | 12.3721 | 12.2423 | 12.1087 | 11.9771 | 11.8549 | 11.7358 | 11.6162 | 11.4909 | 11.3609 | 11.2266 | 11.0878 | 10.9462 | 10.8003 | 10.6503 | 10.4971 | 10.3411 | 10.1813 | 10.0273 | 9.8672 | 9.7036 | 9.5364
| 29.5BL | Measured miscellaneous internal use | Input | l/h/d | 1 | 14.4055 | 15.3149 | 15.45 | 15.5875 | 15.5763 | 15.4101 | 15.3514 | 15.1749 | 15.1074 | 15.1688 | 15.1162 | 15.1848 | 15.1304 | 15.0899 | 14.9316 | 14.7686 | 14.6082 | 14.4591 | 14.3138 | 14.1679 | 14.0151 | 13.8565 | 13.6927 | 13.5235 | 13.3508 | 13.1728 | 12.9898 | 12.803 | 12.6128 | 12.4178 | 12.23 | 12.0348 | 11.8352 | 11.6312
| 29.6BL | Measured external use | Input | l/h/d | 1 | 1.4965 | 1.591 | 1.605 | 1.6193 | 1.6181 | 1.6009 | 1.5948 | 1.5764 | 1.5694 | 1.5758 | 1.5703 | 1.5775 | 1.5718 | 1.5676 | 1.5512 | 1.5342 | 1.5176 | 1.5021 | 1.487 | 1.4718 | 1.4559 | 1.4395 | 1.4225 | 1.4049 | 1.3869 | 1.3684 | 1.3494 | 1.33 | 1.3103 | 1.29 | 1.2705 | 1.2502 | 1.2295 | 1.2083
| 30BL | Unmeasured Household - PCC | (26BL*1,000,000)/(52BL*1,000) | l/h/d | 1 | 168.9863 | 171.1671 | 171.3516 | 171.5514 | 170.498 | 168.1898 | 166.9905 | 164.6287 | 163.3794 | 163.3073 | 162.082 | 161.8884 | 160.5045 | 159.1243 | 156.6453 | 154.1269 | 151.5951 | 149.0756 | 146.5515 | 144.0285 | 141.4848 | 138.9269 | 136.3557 | 133.7744 | 131.1822 | 128.5825 | 125.9782 | 123.3713 | 120.7635 | 118.1524 | 115.5588 | 112.9594 | 110.3619 | 107.7672
| 30.1BL | Unmeasured toilet flushing | Input | l/h/d | 1 | 36.1062 | 36.5722 | 36.6116 | 36.6543 | 36.4292 | 35.936 | 35.6798 | 35.1751 | 34.9082 | 34.8928 | 34.631 | 34.5896 | 34.294 | 33.9991 | 33.4694 | 32.9313 | 32.3903 | 31.852 | 31.3127 | 30.7736 | 30.2301 | 29.6836 | 29.1342 | 28.5827 | 28.0289 | 27.4734 | 26.9169 | 26.3599 | 25.8028 | 25.2449 | 24.6907 | 24.1353 | 23.5803 | 23.0259
| 30.2BL | Unmeasured personal washing | Input | l/h/d | 1 | 73.2706 | 74.2162 | 74.2962 | 74.3828 | 73.926 | 72.9253 | 72.4052 | 71.3812 | 70.8395 | 70.8082 | 70.277 | 70.193 | 69.593 | 68.9946 | 67.9197 | 66.8277 | 65.73 | 64.6375 | 63.5431 | 62.4491 | 61.3463 | 60.2372 | 59.1223 | 58.0031 | 56.8792 | 55.7519 | 54.6228 | 53.4924 | 52.3617 | 51.2296 | 50.105 | 48.978 | 47.8517 | 46.7267
| 30.3BL | Unmeasured clothes washing | Input | l/h/d | 1 | 20.2309 | 20.492 | 20.514 | 20.538 | 20.4118 | 20.1355 | 19.9919 | 19.7092 | 19.5596 | 19.551 | 19.4043 | 19.3811 | 19.2154 | 19.0502 | 18.7534 | 18.4519 | 18.1488 | 17.8472 | 17.545 | 17.2429 | 16.9384 | 16.6322 | 16.3244 | 16.0153 | 15.705 | 15.3938 | 15.082 | 14.7699 | 14.4577 | 14.1451 | 13.8346 | 13.5234 | 13.2124 | 12.9018
| 30.4BL | Unmeasured dish washing | Input | l/h/d | 1 | 16.1717 | 16.3805 | 16.3981 | 16.4172 | 16.3164 | 16.0955 | 15.9807 | 15.7547 | 15.6352 | 15.6283 | 15.511 | 15.4925 | 15.36 | 15.228 | 14.9907 | 14.7497 | 14.5074 | 14.2663 | 14.0248 | 13.7833 | 13.5399 | 13.2951 | 13.049 | 12.802 | 12.554 | 12.3052 | 12.0559 | 11.8065 | 11.5569 | 11.307 | 11.0588 | 10.8101 | 10.5615 | 10.3132
| 30.5BL | Unmeasured miscellaneous internal use | Input | l/h/d | 1 | 21.5833 | 21.8619 | 21.8854 | 21.9109 | 21.7764 | 21.4816 | 21.3284 | 21.0268 | 20.8672 | 20.858 | 20.7015 | 20.6768 | 20.5 | 20.3237 | 20.0071 | 19.6855 | 19.3621 | 19.0403 | 18.7179 | 18.3957 | 18.0708 | 17.7441 | 17.4157 | 17.086 | 16.7549 | 16.4229 | 16.0902 | 15.7573 | 15.4242 | 15.0907 | 14.7594 | 14.4274 | 14.0957 | 13.7643
| 30.6BL | Unmeasured external use | Input | l/h/d | 1 | 1.6236 | 1.6445 | 1.6463 | 1.6482 | 1.6381 | 1.6159 | 1.6044 | 1.5817 | 1.5697 | 1.569 | 1.5572 | 1.5554 | 1.5421 | 1.5288 | 1.505 | 1.4808 | 1.4565 | 1.4323 | 1.408 | 1.3838 | 1.3593 | 1.3348 | 1.3101 | 1.2853 | 1.2603 | 1.2354 | 1.2103 | 1.1853 | 1.1602 | 1.1352 | 1.1102 | 1.0853 | 1.0603 | 1.0354
| 31BL | Average Household - PCC | ((25BL+26BL)*1,000,000))/(51BL+52BL*1,000) | l/h/d | 1 | 149.8517 | 153.2455 | 153.4185 | 153.6626 | 152.7225 | 150.5424 | 149.3935 | 147.1762 | 145.9842 | 145.9291 | 144.8291 | 144.7724 | 143.6114 | 142.5222 | 140.4068 | 138.2713 | 136.1589 | 134.1244 | 132.1265 | 130.1498 | 128.1531 | 126.1444 | 124.125 | 122.0934 | 120.0577 | 118.0093 | 115.9496 | 113.8838 | 111.8142 | 109.7304 | 107.7056 | 105.6504 | 103.5839 | 101.5057
| 32BL | Water Taken Unbilled | Input | Ml/d | 2 | 0.076011 | 0.076949 | 0.077401 | 0.077793 | 0.077966 | 0.077977 | 0.077988 | 0.078001 | 0.07805 | 0.07819 | 0.078347 | 0.078503 | 0.078689 | 0.078982 | 0.079337 | 0.079715 | 0.080151 | 0.080674 | 0.081254 | 0.08186 | 0.082465 | 0.083071 | 0.083677 | 0.084285 | 0.084897 | 0.085509 | 0.086123 | 0.086742 | 0.087366 | 0.088009 | 0.088704 | 0.089399 | 0.090094 | 0.090789
| 33BL | Distribution System Operational Use | Input | Ml/d | 2 | 0.087721 | 0.088803 | 0.089325 | 0.089778 | 0.089976 | 0.08999 | 0.090002 | 0.090017 | 0.090074 | 0.090236 | 0.090417 | 0.090596 | 0.090811 | 0.091149 | 0.091559 | 0.091995 | 0.092499 | 0.093102 | 0.093771 | 0.09447 | 0.095169 | 0.095869 | 0.096568 | 0.097269 | 0.097976 | 0.098682 | 0.09939 | 0.1001 | 0.10083 | 0.10157 | 0.10237 | 0.10317 | 0.10397 | 0.10478
Leakage | 34BL | Measured Non Household - USPL | Input | Ml/d | 2 | 0.022358 | 0.022544 | 0.02263 | 0.022713 | 0.022792 | 0.022867 | 0.02294 | 0.02301 | 0.023077 | 0.023142 | 0.023205 | 0.023266 | 0.023325 | 0.023382 | 0.023437 | 0.023491 | 0.023544 | 0.023594 | 0.023644 | 0.023692 | 0.02374 | 0.023786 | 0.023831 | 0.023874 | 0.023917 | 0.023959 | 0.024 | 0.024041 | 0.02408 | 0.024119 | 0.024157 | 0.024194 | 0.02423 | 0.024266
| 35BL | Unmeasured Non Household - USPL | Input | Ml/d | 2 | 0.0022244 | 0.0020884 | 0.0020236 | 0.0019608 | 0.0018999 | 0.001841 | 0.0017838 | 0.0017284 | 0.0016748 | 0.0016228 | 0.0015724 | 0.0015236 | 0.0014763 | 0.0014305 | 0.0013861 | 0.0013431 | 0.0013014 | 0.001261 | 0.0012218 | 0.0011839 | 0.0011472 | 0.0011116 | 0.0010771 | 0.0010436 | 0.0010112 | 0.00097984 | 0.00094942 | 0.00091995 | 0.00089139 | 0.00086372 | 0.00083691 | 0.00081094 | 0.00078576 | 0.00076137
| 36BL | Measured Household - USPL | Input | Ml/d | 2 | 0.064206 | 0.068558 | 0.070577 | 0.072459 | 0.073889 | 0.074982 | 0.076055 | 0.077114 | 0.078225 | 0.079496 | 0.080781 | 0.082047 | 0.083352 | 0.08485 | 0.086452 | 0.088082 | 0.089809 | 0.091691 | 0.093667 | 0.095678 | 0.097672 | 0.099651 | 0.10161 | 0.10357 | 0.10551 | 0.10745 | 0.10937 | 0.11128 | 0.1132 | 0.11513 | 0.11716 | 0.11917 | 0.12117 | 0.12316
| 37BL | Unmeasured Household - USPL | Input | Ml/d | 2 | 0.096538 | 0.09291 | 0.091148 | 0.089418 | 0.087722 | 0.086058 | 0.084425 | 0.082824 | 0.081252 | 0.079711 | 0.078199 | 0.076715 | 0.07526 | 0.073832 | 0.072431 | 0.071057 | 0.069709 | 0.068387 | 0.067089 | 0.065816 | 0.064568 | 0.063343 | 0.062141 | 0.060962 | 0.059806 | 0.058671 | 0.057558 | 0.056466 | 0.055395 | 0.054344 | 0.053313 | 0.052302 | 0.051309 | 0.050336
| 38BL | Void Properties - USPL | Input | Ml/d | 2 | 0.0097671 | 0.0094753 | 0.0094793 | 0.009479 | 0.00946 | 0.0094276 | 0.0093962 | 0.009366 | 0.00934 | 0.0093232 | 0.0093087 | 0.0092952 | 0.0092851 | 0.0092855 | 0.0092923 | 0.0093019 | 0.0093176 | 0.0093418 | 0.0093719 | 0.0094049 | 0.0094386 | 0.009473 | 0.0095081 | 0.0095439 | 0.0095807 | 0.0096182 | 0.0096563 | 0.0096954 | 0.0097356 | 0.009778 | 0.0098255 | 0.0098735 | 0.009922 | 0.0099709
| 39BL | Distribution Losses | Input | Ml/d | 2 | 0.91323 | 0.79774 | 0.79057 | 0.78436 | 0.75046 | 0.71687 | 0.68328 | 0.64967 | 0.61598 | 0.59361 | 0.57119 | 0.54876 | 0.53193 | 0.51486 | 0.492 | 0.46908 | 0.44603 | 0.42279 | 0.39943 | 0.38732 | 0.37521 | 0.36309 | 0.35096 | 0.33882 | 0.32666 | 0.31449 | 0.30231 | 0.29012 | 0.2779 | 0.26564 | 0.25326 | 0.24088 | 0.22849 | 0.21609
| 40BL | Total Leakage | sum(34BL:39BL) | Ml/d | 2 | 1.1083 | 0.99332 | 0.98643 | 0.98039 | 0.94622 | 0.91205 | 0.87788 | 0.84371 | 0.80955 | 0.7869 | 0.76426 | 0.74161 | 0.72463 | 0.70764 | 0.685 | 0.66236 | 0.63971 | 0.61707 | 0.59442 | 0.5831 | 0.57178 | 0.56045 | 0.54913 | 0.53781 | 0.52649 | 0.51517 | 0.50384 | 0.49252 | 0.4812 | 0.46988 | 0.45855 | 0.44723 | 0.43591 | 0.42459
| 41BL | Total Leakage | (40BL*1,000,000)/(48BL*1,000) | l/prop/d | 2 | 162.1431 | 143.534 | 141.7055 | 140.1264 | 134.9429 | 130.0508 | 125.1609 | 120.2687 | 115.3242 | 111.8967 | 108.4588 | 105.0349 | 102.3869 | 99.6162 | 95.9976 | 92.384 | 88.7406 | 85.0447 | 81.3397 | 79.2009 | 77.0935 | 75.0168 | 72.9702 | 70.9516 | 68.9579 | 66.9927 | 65.0545 | 63.1399 | 61.2484 | 59.3714 | 57.4879 | 55.6336 | 53.8078 | 52.0099
Customer: Properties | 42BL | Measured non-households - properties | Input (total, excluding voids) | 000's | 2 | 1.0455 | 1.0542 | 1.0582 | 1.0621 | 1.0658 | 1.0693 | 1.0727 | 1.076 | 1.0791 | 1.0822 | 1.0851 | 1.0879 | 1.0907 | 1.0934 | 1.096 | 1.0985 | 1.1009 | 1.1033 | 1.1056 | 1.1079 | 1.1101 | 1.1122 | 1.1143 | 1.1164 | 1.1184 | 1.1204 | 1.1223 | 1.1242 | 1.126 | 1.1278 | 1.1296 | 1.1313 | 1.133 | 1.1347
| 43BL | Unmeasured non-households - properties | Input (total, excluding voids) | 000's | 2 | 0.063909 | 0.060003 | 0.05814 | 0.056336 | 0.054587 | 0.052893 | 0.051251 | 0.04966 | 0.048118 | 0.046625 | 0.045177 | 0.043775 | 0.042416 | 0.0411 | 0.039824 | 0.038588 | 0.03739 | 0.036229 | 0.035105 | 0.034015 | 0.032959 | 0.031936 | 0.030945 | 0.029984 | 0.029054 | 0.028152 | 0.027278 | 0.026431 | 0.025611 | 0.024816 | 0.024045 | 0.023299 | 0.022576 | 0.021875
| 44BL | All void non-households - properties | Input (voids in each year) | 000's | 2 | 0.091241 | 0.08923 | 0.088266 | 0.087328 | 0.086418 | 0.085534 | 0.084676 | 0.083843 | 0.083036 | 0.082253 | 0.081494 | 0.080758 | 0.080045 | 0.079354 | 0.078685 | 0.078037 | 0.077409 | 0.076802 | 0.076213 | 0.075644 | 0.075093 | 0.07456 | 0.074045 | 0.073546 | 0.073064 | 0.072597 | 0.072146 | 0.07171 | 0.071288 | 0.070881 | 0.070487 | 0.070106 | 0.069738 | 0.069383
| 45BL | Total measured households - properties (excl void) | Pre-plan year = input. Forecast years = Previous year 45BL + sum(45.1BL:45.6BL) | 000's | 2 | 2.6783 | 2.871 | 2.9604 | 3.0437 | 3.1069 | 3.1551 | 3.2024 | 3.249 | 3.2981 | 3.3542 | 3.411 | 3.4669 | 3.5246 | 3.5909 | 3.6618 | 3.734 | 3.8106 | 3.894 | 3.9816 | 4.0708 | 4.1593 | 4.2471 | 4.3342 | 4.4208 | 4.5072 | 4.5929 | 4.6782 | 4.7632 | 4.8482 | 4.9341 | 5.0241 | 5.1134 | 5.2022 | 5.2905
| 45.1BL | New build properties - properties | Input (new builds in each year) | 000's | 2 | 0.075094 | 0.042685 | 0.03843 | 0.033259 | 0.014101 | 4.4684e-05 | 6.1747e-05 | 0.0003245 | 0.003567 | 0.011541 | 0.013013 | 0.013021 | 0.015598 | 0.024993 | 0.030392 | 0.032463 | 0.037529 | 0.045159 | 0.05012 | 0.052356 | 0.052358 | 0.052358 | 0.052359 | 0.052497 | 0.052916 | 0.052924 | 0.053018 | 0.053467 | 0.053978 | 0.05555 | 0.060103 | 0.060104 | 0.060104 | 0.060104
| 45.2BL | Meter optants - properties | Input (meter optants in each year) | 000's | 2 | 0.048188 | 0.048866 | 0.047939 | 0.04703 | 0.046138 | 0.045262 | 0.044404 | 0.043561 | 0.042735 | 0.041924 | 0.041129 | 0.040348 | 0.039583 | 0.038832 | 0.038095 | 0.037373 | 0.036664 | 0.035968 | 0.035286 | 0.034616 | 0.03396 | 0.033315 | 0.032683 | 0.032063 | 0.031455 | 0.030858 | 0.030273 | 0.029698 | 0.029135 | 0.028582 | 0.02804 | 0.027508 | 0.026986 | 0.026474
| 45.3BL | Compulsory metering - properties | Input (compulsory meters in each year) | 000's | 2 | 0 | 0 | 0 | 0 | 0 | 0 | 0 | 0 | 0 | 0 | 0 | 0 | 0 | 0 | 0 | 0 | 0 | 0 | 0 | 0 | 0 | 0 | 0 | 0 | 0 | 0 | 0 | 0 | 0 | 0 | 0 | 0 | 0 | 0
| 45.4BL | Metering on change of occupancy - properties | Input (change of occupancy meters in each year) | 000's | 2 | 0 | 0 | 0 | 0 | 0 | 0 | 0 | 0 | 0 | 0 | 0 | 0 | 0 | 0 | 0 | 0 | 0 | 0 | 0 | 0 | 0 | 0 | 0 | 0 | 0 | 0 | 0 | 0 | 0 | 0 | 0 | 0 | 0 | 0
| 45.5BL | Selective metering - properties | Input (selective meters in each year) | 000's | 2 | 0 | 0 | 0 | 0 | 0 | 0 | 0 | 0 | 0 | 0 | 0 | 0 | 0 | 0 | 0 | 0 | 0 | 0 | 0 | 0 | 0 | 0 | 0 | 0 | 0 | 0 | 0 | 0 | 0 | 0 | 0 | 0 | 0 | 0
| 45.6BL | Other changes to existing metering - properties | Input (other changes to meters in each year) | 000's | 2 | 0.0019439 | 0.003113 | 0.0030539 | 0.002996 | 0.0029391 | 0.0028834 | 0.0028287 | 0.002775 | 0.0027224 | 0.0026707 | 0.00262 | 0.0025703 | 0.0025216 | 0.0024737 | 0.0024268 | 0.0023808 | 0.0023356 | 0.0022913 | 0.0022478 | 0.0022052 | 0.0021633 | 0.0021223 | 0.002082 | 0.0020425 | 0.0020038 | 0.0019658 | 0.0019285 | 0.0018919 | 0.001856 | 0.0018208 | 0.0017862 | 0.0017524 | 0.0017191 | 0.0016865
| 45.7BL | Measured void households - properties | Input (voids in each year) | 000's | 2 | 0.07727 | 0.086506 | 0.088933 | 0.091195 | 0.092917 | 0.094237 | 0.095533 | 0.096811 | 0.098151 | 0.099682 | 0.10123 | 0.10275 | 0.10433 | 0.10613 | 0.10805 | 0.11001 | 0.11209 | 0.11435 | 0.11672 | 0.11913 | 0.12152 | 0.1239 | 0.12625 | 0.1286 | 0.13093 | 0.13325 | 0.13555 | 0.13785 | 0.14015 | 0.14247 | 0.1449 | 0.14731 | 0.14971 | 0.15209
| 46BL | Unmeasured households - properties (excl void) | Input (total) | 000's | 2 | 2.7929 | 2.6879 | 2.6369 | 2.5869 | 2.5378 | 2.4897 | 2.4424 | 2.3961 | 2.3506 | 2.306 | 2.2623 | 2.2194 | 2.1773 | 2.136 | 2.0954 | 2.0557 | 2.0167 | 1.9784 | 1.9409 | 1.9041 | 1.868 | 1.8325 | 1.7977 | 1.7636 | 1.7302 | 1.6974 | 1.6652 | 1.6336 | 1.6026 | 1.5722 | 1.5423 | 1.5131 | 1.4844 | 1.4562
| 47BL | Unmeasured void households - properties | Input (voids in each year) | 000's | 2 | 0.086426 | 0.071585 | 0.070227 | 0.068894 | 0.067587 | 0.066305 | 0.065047 | 0.063813 | 0.062602 | 0.061415 | 0.06025 | 0.059107 | 0.057985 | 0.056885 | 0.055806 | 0.054747 | 0.053709 | 0.05269 | 0.05169 | 0.05071 | 0.049748 | 0.048804 | 0.047878 | 0.04697 | 0.046078 | 0.045204 | 0.044347 | 0.043505 | 0.04268 | 0.04187 | 0.041076 | 0.040297 | 0.039532 | 0.038782
| 48BL | Total Resource Zone Properties (incl voids) | SUM(42BL:45BL)+45.7BL+46BL+47BL | 000's | 2 | 6.8354 | 6.9204 | 6.9611 | 6.9964 | 7.012 | 7.013 | 7.014 | 7.0152 | 7.0197 | 7.0324 | 7.0465 | 7.0606 | 7.0773 | 7.1037 | 7.1356 | 7.1696 | 7.2088 | 7.2558 | 7.3079 | 7.3623 | 7.4167 | 7.471 | 7.5254 | 7.58 | 7.6349 | 7.6899 | 7.7449 | 7.8005 | 7.8565 | 7.9142 | 7.9765 | 8.0389 | 8.1012 | 8.1636
Customer: Population | 49BL | Measured Non Household - Population | Input (total) | 000's | 2 | 2.1547 | 2.1538 | 2.1542 | 2.1556 | 2.1577 | 2.1608 | 2.1639 | 2.1673 | 2.1703 | 2.1728 | 2.1763 | 2.1803 | 2.1849 | 2.1893 | 2.1935 | 2.1992 | 2.205 | 2.2107 | 2.2151 | 2.2191 | 2.2229 | 2.227 | 2.2309 | 2.2339 | 2.2369 | 2.2398 | 2.2427 | 2.2457 | 2.2488 | 2.2519 | 2.2554 | 2.2587 | 2.262 | 2.2653
| 50BL | Unmeasured Non Household - Population | Input (total) | 000's | 2 | 0 | 0 | 0 | 0 | 0 | 0 | 0 | 0 | 0 | 0 | 0 | 0 | 0 | 0 | 0 | 0 | 0 | 0 | 0 | 0 | 0 | 0 | 0 | 0 | 0 | 0 | 0 | 0 | 0 | 0 | 0 | 0 | 0 | 0
| 51BL | Measured Household - Population | Input (total) | 000's | 2 | 5.3879 | 5.7481 | 5.9057 | 6.0425 | 6.1514 | 6.2513 | 6.3505 | 6.4489 | 6.5549 | 6.665 | 6.7738 | 6.881 | 6.9952 | 7.1134 | 7.2314 | 7.3496 | 7.4695 | 7.5883 | 7.7065 | 7.822 | 7.9362 | 8.0476 | 8.1563 | 8.2633 | 8.3676 | 8.4704 | 8.5714 | 8.6707 | 8.768 | 8.8669 | 8.9588 | 9.0527 | 9.1452 | 9.2363
| 52BL | Unmeasured Household - Population | Input (total) | 000's | 2 | 7.9357 | 7.6642 | 7.5504 | 7.4348 | 7.3244 | 7.2224 | 7.1223 | 7.0239 | 6.9284 | 6.8319 | 6.7362 | 6.642 | 6.5508 | 6.4583 | 6.3655 | 6.2741 | 6.1833 | 6.0917 | 6.0006 | 5.9107 | 5.8229 | 5.7368 | 5.6524 | 5.5697 | 5.4885 | 5.409 | 5.331 | 5.2544 | 5.1792 | 5.1056 | 5.0318 | 4.96 | 4.8896 | 4.8206
| 53BL | Total Resource Zone Population | Sum(49BL:52BL) | 000's | 2 | 15.4782 | 15.5661 | 15.6103 | 15.633 | 15.6334 | 15.6345 | 15.6367 | 15.6402 | 15.6536 | 15.6697 | 15.6862 | 15.7034 | 15.7309 | 15.761 | 15.7904 | 15.8228 | 15.8578 | 15.8907 | 15.9222 | 15.9518 | 15.9819 | 16.0114 | 16.0396 | 16.0669 | 16.093 | 16.1191 | 16.1451 | 16.1709 | 16.196 | 16.2244 | 16.246 | 16.2714 | 16.2968 | 16.3222
Occupancy | 54BL | Measured Household - Occupancy Rate (average) (excl voids) | 51BL/45BL | h/prop | 1 | 2.0117 | 2.0021 | 1.9949 | 1.9852 | 1.9799 | 1.9813 | 1.983 | 1.9849 | 1.9875 | 1.9871 | 1.9859 | 1.9848 | 1.9847 | 1.9809 | 1.9748 | 1.9683 | 1.9602 | 1.9487 | 1.9355 | 1.9215 | 1.908 | 1.8949 | 1.8818 | 1.8692 | 1.8565 | 1.8442 | 1.8322 | 1.8203 | 1.8085 | 1.797 | 1.7832 | 1.7704 | 1.7579 | 1.7458
| 55BL | Unmeasured Household - Occupancy Rate | 52BL/46BL | h/prop | 1 | 2.8414 | 2.8514 | 2.8633 | 2.874 | 2.8861 | 2.901 | 2.9161 | 2.9314 | 2.9475 | 2.9626 | 2.9776 | 2.9928 | 3.0087 | 3.0236 | 3.0378 | 3.052 | 3.0661 | 3.079 | 3.0917 | 3.1042 | 3.1172 | 3.1306 | 3.1441 | 3.1581 | 3.1722 | 3.1867 | 3.2015 | 3.2165 | 3.2318 | 3.2475 | 3.2624 | 3.2781 | 3.294 | 3.3103
Metering | 56BL | Total Household Metering penetration (excl. voids) | 45BL/45BL+46BL | % | 0 | 48.95% | 51.65% | 52.89% | 54.06% | 55.04% | 55.89% | 56.73% | 57.55% | 58.39% | 59.26% | 60.12% | 60.97% | 61.81% | 62.7% | 63.6% | 64.49% | 65.39% | 66.31% | 67.23% | 68.13% | 69.01% | 69.86% | 70.68% | 71.48% | 72.26% | 73.02% | 73.75% | 74.46% | 75.16% | 75.84% | 76.51% | 77.17% | 77.8% | 78.42%
| 57BL | Total Household Metering penetration (incl. voids) | 45BL/(45BL+45.7BL+46BL+47BL) | % | 0 | 47.53% | 50.22% | 51.43% | 52.56% | 53.52% | 54.35% | 55.16% | 55.96% | 56.77% | 57.62% | 58.46% | 59.28% | 60.1% | 60.97% | 61.84% | 62.71% | 63.58% | 64.48% | 65.37% | 66.25% | 67.1% | 67.93% | 68.73% | 69.51% | 70.27% | 71% | 71.72% | 72.41% | 73.09% | 73.75% | 74.4% | 75.04% | 75.66% | 76.26%
|  | Company: | Dŵr Cymru Welsh Water
|  | Resource Zone Name: | Whitbourne
|  | Resource Zone Number: | 8111
|  | Planning Scenario Name: | Dry Year Annual Average
|  | Chosen Level of Service: | 1 in 20

## 4. BL SDB
Table 4: Baseline supply demand balance
| Row ref | Component | Derivation | Unit | Decimal places | 2015-16 | For info 2017-18 | For info 2018-19 | For info 2019-20 | 2020-21 | 2021-22 | 2022-23 | 2023-24 | 2024-25 | 2025-26 | 2026-27 | 2027-28 | 2028-29 | 2029-30 | 2030-31 | 2031-32 | 2032-33 | 2033-34 | 2034-35 | 2035-36 | 2036-37 | 2037-38 | 2038-39 | 2039-40 | 2040-41 | 2041-42 | 2042-43 | 2043-44 | 2044-45 | 2045-46 | 2046-47 | 2047-48 | 2048-49 | 2049-50
SDB | 11BL | Distribution input | 19BL+20BL+21BL+22BL+32BL+33BL+38BL+39BL | Ml/d | 2 | 4.7876 | 4.7414 | 4.743 | 4.75 | 4.7086 | 4.6506 | 4.5996 | 4.5376 | 4.4908 | 4.4714 | 4.4377 | 4.418 | 4.3903 | 4.3622 | 4.3144 | 4.2664 | 4.219 | 4.1725 | 4.1265 | 4.0919 | 4.057 | 4.0217 | 3.9861 | 3.9501 | 3.9139 | 3.8773 | 3.8405 | 3.8035 | 3.7663 | 3.7294 | 3.6926 | 3.6557 | 3.6185 | 3.5811
| 12BL | Water Available For Use (own sources) | (7BL+8BL)-(9BL+10BL) | Ml/d | 2 | 4.8453 | 4.8233 | 4.8233 | 4.8233 | 4.8233 | 4.8233 | 4.8233 | 4.8233 | 4.8233 | 4.8233 | 4.8233 | 4.8233 | 4.8233 | 4.8233 | 4.8233 | 4.8233 | 4.8233 | 4.8233 | 4.8233 | 4.8233 | 4.8233 | 4.8233 | 4.8233 | 4.8233 | 4.8233 | 4.8233 | 4.8233 | 4.8233 | 4.8233 | 4.8233 | 4.8233 | 4.8233 | 4.8233 | 4.8233
| 13BL | Total Water Available For Use | 12BL+(2BL+3BL)-(5BL+6BL) | Ml/d | 2 | 5.0643 | 5.0235 | 5.0311 | 5.0446 | 5.0107 | 4.9612 | 4.9109 | 4.8535 | 4.8233 | 4.8233 | 4.8233 | 4.8233 | 4.8233 | 4.8233 | 4.8233 | 4.8233 | 4.8233 | 4.8233 | 4.8233 | 4.8233 | 4.8233 | 4.8233 | 4.8233 | 4.8233 | 4.8233 | 4.8233 | 4.8233 | 4.8233 | 4.8233 | 4.8233 | 4.8233 | 4.8233 | 4.8233 | 4.8233
| 14BL | Target headroom (climate change component) | Input | Ml/d | 2 | 0.00067906 | 0.0015133 | 0.0023621 | 0.0031596 | 0.0039687 | 0.0047388 | 0.0055359 | 0.0062376 | 0.0070338 | 0.0062331 | 0.0067819 | 0.0074871 | 0.0081685 | 0.0088309 | 0.0074516 | 0.0080559 | 0.0083805 | 0.0089262 | 0.0094191 | 0.0080264 | 0.0085485 | 0.0088429 | 0.0093599 | 0.0091336 | 0.0080466 | 0.0083336 | 0.008734 | 0.0089685 | 0.0093736 | 0.0095279 | 0.0097598 | 0.0099394 | 0.010227 | 0.010329
| 15BL | Target headroom (All other components) | Input | Ml/d | 2 | 0.27134 | 0.28146 | 0.28932 | 0.29656 | 0.30408 | 0.31145 | 0.31805 | 0.32107 | 0.32653 | 0.26313 | 0.26745 | 0.26832 | 0.26804 | 0.27078 | 0.23005 | 0.24161 | 0.25626 | 0.2678 | 0.2812 | 0.25855 | 0.27129 | 0.28485 | 0.29785 | 0.31107 | 0.28917 | 0.30463 | 0.32261 | 0.3354 | 0.3526 | 0.3674 | 0.38337 | 0.39609 | 0.41461 | 0.43141
| 16BL | Target Headroom | 14BL+15BL | Ml/d | 2 | 0.27202 | 0.28298 | 0.29168 | 0.29972 | 0.30805 | 0.31619 | 0.32359 | 0.32731 | 0.33356 | 0.26936 | 0.27423 | 0.27581 | 0.2762 | 0.27961 | 0.2375 | 0.24967 | 0.26464 | 0.27673 | 0.29061 | 0.26658 | 0.27984 | 0.2937 | 0.30721 | 0.3202 | 0.29722 | 0.31297 | 0.33135 | 0.34437 | 0.36198 | 0.37693 | 0.39313 | 0.40603 | 0.42484 | 0.44174
| 17BL | Available Headroom | 13BL-11BL | Ml/d | 2 | 0.27672 | 0.28202 | 0.28813 | 0.29463 | 0.30205 | 0.31056 | 0.31128 | 0.31593 | 0.33252 | 0.35187 | 0.38553 | 0.40527 | 0.43293 | 0.4611 | 0.50891 | 0.55687 | 0.60423 | 0.65075 | 0.69681 | 0.73137 | 0.76625 | 0.80153 | 0.83721 | 0.87317 | 0.90942 | 0.94595 | 0.98274 | 1.0197 | 1.057 | 1.0939 | 1.1307 | 1.1676 | 1.2048 | 1.2422
| 18BL | Supply Demand Balance | 17BL-16BL | Ml/d | 2 | 0.0047064 | -0.00095911 | -0.0035466 | -0.0050883 | -0.0059947 | -0.0056347 | -0.012303 | -0.011377 | -0.001043 | 0.082508 | 0.1113 | 0.12946 | 0.15673 | 0.18149 | 0.2714 | 0.3072 | 0.33959 | 0.37402 | 0.40619 | 0.46479 | 0.48641 | 0.50783 | 0.53 | 0.55297 | 0.61221 | 0.63298 | 0.6514 | 0.67538 | 0.69498 | 0.71693 | 0.73757 | 0.76157 | 0.77993 | 0.80044
|  | Company: | Dŵr Cymru Welsh Water
|  | Resource Zone Name: | Whitbourne
|  | Resource Zone Number: | 8111
|  | Planning Scenario Name: | Dry Year Annual Average
|  | Chosen Level of Service: | 1 in 20
README

## 5. Feasible Options
Table 5: Feasible options detailed costs | [18 empty] | ENTER DISCOUNT RATE % |  |  |  | 3.5% | 3.5% | 3.5% | 3.5% | 3.5% | 3.5% | 3.5% | 3.5% | 3.5% | 3.5% | 3.5% | 3.5% | 3.5% | 3.5% | 3.5% | 3.5% | 3.5% | 3.5% | 3.5% | 3.5% | 3.5% | 3.5% | 3.5% | 3.5% | 3.5% | 3.5% | 3.5% | 3.5% | 3.5% | 3% | 3% | 3% | 3% | 3% | 3% | 3% | 3% | 3% | 3% | 3% | 3% | 3% | 3% | 3% | 3% | 3% | 3% | 3% | 3% | 3% | 3% | 3% | 3% | 3% | 3% | 3% | 3% | 3% | 3% | 3% | 3% | 3% | 3% | 3% | 3% | 3% | 3% | 3% | 3% | 3% | 3% | 3% | 3% | 3% | 2.5% | 2.5% | 2.5% | 2.5% | 2.5% | 2.5% | 2.5% | 2.5% | 2.5% | 2.5% | 2.5% | 2.5% | 2.5% | 2.5% | 2.5% | 2.5% | 2.5% | 2.5% | 2.5% | 2.5% | 2.5% | 2.5% | 2.5% | 2.5% | 2.5% | 2.5% | 2.5% | 2.5% | 2.5%
Detail the gains in WAFU / savings in demand, and the costs of feasible options under capacity use scenario | [18 empty] | ENTER DISCOUNT PERIOD (YRS) | 80 |  | 1 | 0.96618 | 0.93351 | 0.90194 | 0.87144 | 0.84197 | 0.8135 | 0.78599 | 0.75941 | 0.73373 | 0.70892 | 0.68495 | 0.66178 | 0.6394 | 0.61778 | 0.59689 | 0.57671 | 0.5572 | 0.53836 | 0.52016 | 0.50257 | 0.48557 | 0.46915 | 0.45329 | 0.43796 | 0.42315 | 0.40884 | 0.39501 | 0.38165 | 0.36875 | 0.35801 | 0.34758 | 0.33746 | 0.32763 | 0.31809 | 0.30882 | 0.29983 | 0.29109 | 0.28261 | 0.27438 | 0.26639 | 0.25863 | 0.2511 | 0.24379 | 0.23669 | 0.22979 | 0.2231 | 0.2166 | 0.21029 | 0.20417 | 0.19822 | 0.19245 | 0.18684 | 0.1814 | 0.17612 | 0.17099 | 0.16601 | 0.16117 | 0.15648 | 0.15192 | 0.14749 | 0.1432 | 0.13903 | 0.13498 | 0.13105 | 0.12723 | 0.12352 | 0.11993 | 0.11643 | 0.11304 | 0.10975 | 0.10655 | 0.10345 | 0.10044 | 0.097511 | 0.095133 | 0.092813 | 0.090549 | 0.08834 | 0.086186 | Note: If option costs are required from beyond year 80 then the NPV calculation formula must be amended manually to cover the extended period
[22 empty] | 1 | 2 | 3 | 4 | 5 | 6 | 7 | 8 | 9 | 10 | 11 | 12 | 13 | 14 | 15 | 16 | 17 | 18 | 19 | 20 | 21 | 22 | 23 | 24 | 25 | 26 | 27 | 28 | 29 | 30 | 31 | 32 | 33 | 34 | 35 | 36 | 37 | 38 | 39 | 40 | 41 | 42 | 43 | 44 | 45 | 46 | 47 | 48 | 49 | 50 | 51 | 52 | 53 | 54 | 55 | 56 | 57 | 58 | 59 | 60 | 61 | 62 | 63 | 64 | 65 | 66 | 67 | 68 | 69 | 70 | 71 | 72 | 73 | 74 | 75 | 76 | 77 | 78 | 79 | 80 | 81 | 82 | 83 | 84 | 85 | 86 | 87 | 88 | 89 | 90 | 91 | 92 | 93 | 94 | 95 | 96 | 97 | 98 | 99 | 100 | 101 | 102 | 103 | 104
Row ref | Option name | Option reference no. | Type of option | Preferred Option (Y/N) | Earliest potential option start date (Year) | Costs based on capacity | WAFU on full implementation (Ml/d) | NPV of WAFU (Ml) | CAPEX NPV (£000) | OPEX NPV (£000) | NPV of opex savings (£000) | NPV of carbon (£000) | Social & Env. NPV (£000) | TOTAL NPV (£000) | AIC (p/m3) | AISC (p/m3) | Scope confidence (score 1 to 5) | Cost confidence (score 1 to 5) | Cost component | Derivation | Unit | Year 1 | Year 2 | Year 3 | Year 4 | Year 5 | Year 6 | Year 7 | Year 8 | Year 9 | Year 10 | Year 11 | Year 12 | Year 13 | Year 14 | Year 15 | Year 16 | Year 17 | Year 18 | Year 19 | Year 20 | Year 21 | Year 22 | Year 23 | Year 24 | Year 25 | Year 26 | Year 27 | Year 28 | Year 29 | Year 30 | Year 31 | Year 32 | Year 33 | Year 34 | Year 35 | Year 36 | Year 37 | Year 38 | Year 39 | Year 40 | Year 41 | Year 42 | Year 43 | Year 44 | Year 45 | Year 46 | Year 47 | Year 48 | Year 49 | Year 50 | Year 51 | Year 52 | Year 53 | Year 54 | Year 55 | Year 56 | Year 57 | Year 58 | Year 59 | Year 60 | Year 61 | Year 62 | Year 63 | Year 64 | Year 65 | Year 66 | Year 67 | Year 68 | Year 69 | Year 70 | Year 71 | Year 72 | Year 73 | Year 74 | Year 75 | Year 76 | Year 77 | Year 78 | Year 79 | Year 80 | Year 81 | Year 82 | Year 83 | Year 84 | Year 85 | Year 86 | Year 87 | Year 88 | Year 89 | Year 90 | Year 91 | Year 92 | Year 93 | Year 94 | Year 95 | Year 96 | Year 97 | Year 98 | Year 99 | Year 100 | Year 101 | Year 102 | Year 103 | Year 104
58a | RESOURCE SIDE | bar: 1 to 80
58.1a | Options to increase raw water abstractions | [17 empty] | Total Mld for SDB component |  |  | 0 | 0 | 0 | 0 | 0 | 0 | 0 | 0 | 0 | 0 | 0 | 0 | 0 | 0 | 0 | 0 | 0 | 0 | 0 | 0 | 0 | 0 | 0 | 0 | 0 | 0 | 0 | 0 | 0 | 0 | 0 | 0 | 0 | 0 | 0 | 0 | 0 | 0 | 0 | 0 | 0 | 0 | 0 | 0 | 0 | 0 | 0 | 0 | 0 | 0 | 0 | 0 | 0 | 0 | 0 | 0 | 0 | 0 | 0 | 0 | 0 | 0 | 0 | 0 | 0 | 0 | 0 | 0 | 0 | 0 | 0 | 0 | 0 | 0 | 0 | 0 | 0 | 0 | 0 | 0 | 0 | 0 | 0 | 0 | 0 | 0 | 0 | 0 | 0 | 0 | 0 | 0 | 0 | 0 | 0 | 0 | 0 | 0 | 0 | 0 | 0 | 0 | 0 | 0
58.1x | [5 empty] | Capacity | 0 | 0 | 0 | 0 | 0 | 0 | 0 | 0 | #DIV/0! | #DIV/0! |  |  | Gains in WAFU / Savings in demand | Input | Ml/d | 81: 0; 82: 0; 83: 0; 84: 0; 85: 0; 86: 0; 87: 0; 88: 0; 89: 0; 90: 0; 91: 0; 92: 0; 93: 0; 94: 0; 95: 0; 96: 0; 97: 0; 98: 0; 99: 0; 100: 0; 101: 0; 102: 0; 103: 0; 104: 0
[19 empty] | Fixed capex | Input | £000s | 81: 0; 82: 0; 83: 0; 84: 0; 85: 0; 86: 0; 87: 0; 88: 0; 89: 0; 90: 0; 91: 0; 92: 0; 93: 0; 94: 0; 95: 0; 96: 0; 97: 0; 98: 0; 99: 0; 100: 0; 101: 0; 102: 0; 103: 0; 104: 0
[19 empty] | Variable capex | Input | £000s | 81: 0; 82: 0; 83: 0; 84: 0; 85: 0; 86: 0; 87: 0; 88: 0; 89: 0; 90: 0; 91: 0; 92: 0; 93: 0; 94: 0; 95: 0; 96: 0; 97: 0; 98: 0; 99: 0; 100: 0; 101: 0; 102: 0; 103: 0; 104: 0
[19 empty] | Financing costs | Input | £000s
[19 empty] | Fixed opex | Input | £000s | 81: 0; 82: 0; 83: 0; 84: 0; 85: 0; 86: 0; 87: 0; 88: 0; 89: 0; 90: 0; 91: 0; 92: 0; 93: 0; 94: 0; 95: 0; 96: 0; 97: 0; 98: 0; 99: 0; 100: 0; 101: 0; 102: 0; 103: 0; 104: 0
[19 empty] | Variable opex | Input | £000s | 81: 0; 82: 0; 83: 0; 84: 0; 85: 0; 86: 0; 87: 0; 88: 0; 89: 0; 90: 0; 91: 0; 92: 0; 93: 0; 94: 0; 95: 0; 96: 0; 97: 0; 98: 0; 99: 0; 100: 0; 101: 0; 102: 0; 103: 0; 104: 0
| NO DEFICIT | [17 empty] | Opex savings | Input | £000s | 81: 0; 82: 0; 83: 0; 84: 0; 85: 0; 86: 0; 87: 0; 88: 0; 89: 0; 90: 0; 91: 0; 92: 0; 93: 0; 94: 0; 95: 0; 96: 0; 97: 0; 98: 0; 99: 0; 100: 0; 101: 0; 102: 0; 103: 0; 104: 0
[19 empty] | Fixed env & social | Input | £000s | 81: 0; 82: 0; 83: 0; 84: 0; 85: 0; 86: 0; 87: 0; 88: 0; 89: 0; 90: 0; 91: 0; 92: 0; 93: 0; 94: 0; 95: 0; 96: 0; 97: 0; 98: 0; 99: 0; 100: 0; 101: 0; 102: 0; 103: 0; 104: 0
[19 empty] | Variable env & social | Input | £000s | 81: 0; 82: 0; 83: 0; 84: 0; 85: 0; 86: 0; 87: 0; 88: 0; 89: 0; 90: 0; 91: 0; 92: 0; 93: 0; 94: 0; 95: 0; 96: 0; 97: 0; 98: 0; 99: 0; 100: 0; 101: 0; 102: 0; 103: 0; 104: 0
[19 empty] | Fixed carbon costs | Input | £000s | 81: 0; 82: 0; 83: 0; 84: 0; 85: 0; 86: 0; 87: 0; 88: 0; 89: 0; 90: 0; 91: 0; 92: 0; 93: 0; 94: 0; 95: 0; 96: 0; 97: 0; 98: 0; 99: 0; 100: 0; 101: 0; 102: 0; 103: 0; 104: 0
[19 empty] | Variable carbon costs | Input | £000s | 81: 0; 82: 0; 83: 0; 84: 0; 85: 0; 86: 0; 87: 0; 88: 0; 89: 0; 90: 0; 91: 0; 92: 0; 93: 0; 94: 0; 95: 0; 96: 0; 97: 0; 98: 0; 99: 0; 100: 0; 101: 0; 102: 0; 103: 0; 104: 0
[19 empty] | Customer willingness to pay | Input | £000s | 81: 0; 82: 0; 83: 0; 84: 0; 85: 0; 86: 0; 87: 0; 88: 0; 89: 0; 90: 0; 91: 0; 92: 0; 93: 0; 94: 0; 95: 0; 96: 0; 97: 0; 98: 0; 99: 0; 100: 0; 101: 0; 102: 0; 103: 0; 104: 0
[19 empty] | Total | Sum of above (excl WAFU) | £000s | 0 | 0 | 0 | 0 | 0 | 0 | 0 | 0 | 0 | 0 | 0 | 0 | 0 | 0 | 0 | 0 | 0 | 0 | 0 | 0 | 0 | 0 | 0 | 0 | 0 | 0 | 0 | 0 | 0 | 0 | 0 | 0 | 0 | 0 | 0 | 0 | 0 | 0 | 0 | 0 | 0 | 0 | 0 | 0 | 0 | 0 | 0 | 0 | 0 | 0 | 0 | 0 | 0 | 0 | 0 | 0 | 0 | 0 | 0 | 0 | 0 | 0 | 0 | 0 | 0 | 0 | 0 | 0 | 0 | 0 | 0 | 0 | 0 | 0 | 0 | 0 | 0 | 0 | 0 | 0 | 0 | 0 | 0 | 0 | 0 | 0 | 0 | 0 | 0 | 0 | 0 | 0 | 0 | 0 | 0 | 0 | 0 | 0 | 0 | 0 | 0 | 0 | 0 | 0
58.2a | Options to increase raw imports | [20 empty] | 0 | 0 | 0 | 0 | 0 | 0 | 0 | 0 | 0 | 0 | 0 | 0 | 0 | 0 | 0 | 0 | 0 | 0 | 0 | 0 | 0 | 0 | 0 | 0 | 0 | 0 | 0 | 0 | 0 | 0 | 0 | 0 | 0 | 0 | 0 | 0 | 0 | 0 | 0 | 0 | 0 | 0 | 0 | 0 | 0 | 0 | 0 | 0 | 0 | 0 | 0 | 0 | 0 | 0 | 0 | 0 | 0 | 0 | 0 | 0 | 0 | 0 | 0 | 0 | 0 | 0 | 0 | 0 | 0 | 0 | 0 | 0 | 0 | 0 | 0 | 0 | 0 | 0 | 0 | 0 | 0 | 0 | 0 | 0 | 0 | 0 | 0 | 0 | 0 | 0 | 0 | 0 | 0 | 0 | 0 | 0 | 0 | 0 | 0 | 0 | 0 | 0 | 0 | 0
58.3a | Options to increase potable imports | [20 empty] | 0 | 0 | 0 | 0 | 0 | 0 | 0 | 0 | 0 | 0 | 0 | 0 | 0 | 0 | 0 | 0 | 0 | 0 | 0 | 0 | 0 | 0 | 0 | 0 | 0 | 0 | 0 | 0 | 0 | 0 | 0 | 0 | 0 | 0 | 0 | 0 | 0 | 0 | 0 | 0 | 0 | 0 | 0 | 0 | 0 | 0 | 0 | 0 | 0 | 0 | 0 | 0 | 0 | 0 | 0 | 0 | 0 | 0 | 0 | 0 | 0 | 0 | 0 | 0 | 0 | 0 | 0 | 0 | 0 | 0 | 0 | 0 | 0 | 0 | 0 | 0 | 0 | 0 | 0 | 0 | 0 | 0 | 0 | 0 | 0 | 0 | 0 | 0 | 0 | 0 | 0 | 0 | 0 | 0 | 0 | 0 | 0 | 0 | 0 | 0 | 0 | 0 | 0 | 0
58.4a | Options to reduce raw water losses and operational use | [20 empty] | 0 | 0 | 0 | 0 | 0 | 0 | 0 | 0 | 0 | 0 | 0 | 0 | 0 | 0 | 0 | 0 | 0 | 0 | 0 | 0 | 0 | 0 | 0 | 0 | 0 | 0 | 0 | 0 | 0 | 0 | 0 | 0 | 0 | 0 | 0 | 0 | 0 | 0 | 0 | 0 | 0 | 0 | 0 | 0 | 0 | 0 | 0 | 0 | 0 | 0 | 0 | 0 | 0 | 0 | 0 | 0 | 0 | 0 | 0 | 0 | 0 | 0 | 0 | 0 | 0 | 0 | 0 | 0 | 0 | 0 | 0 | 0 | 0 | 0 | 0 | 0 | 0 | 0 | 0 | 0 | 0 | 0 | 0 | 0 | 0 | 0 | 0 | 0 | 0 | 0 | 0 | 0 | 0 | 0 | 0 | 0 | 0 | 0 | 0 | 0 | 0 | 0 | 0 | 0
58.5a | Options to reduce raw water exports | [20 empty] | 0 | 0 | 0 | 0 | 0 | 0 | 0 | 0 | 0 | 0 | 0 | 0 | 0 | 0 | 0 | 0 | 0 | 0 | 0 | 0 | 0 | 0 | 0 | 0 | 0 | 0 | 0 | 0 | 0 | 0 | 0 | 0 | 0 | 0 | 0 | 0 | 0 | 0 | 0 | 0 | 0 | 0 | 0 | 0 | 0 | 0 | 0 | 0 | 0 | 0 | 0 | 0 | 0 | 0 | 0 | 0 | 0 | 0 | 0 | 0 | 0 | 0 | 0 | 0 | 0 | 0 | 0 | 0 | 0 | 0 | 0 | 0 | 0 | 0 | 0 | 0 | 0 | 0 | 0 | 0 | 0 | 0 | 0 | 0 | 0 | 0 | 0 | 0 | 0 | 0 | 0 | 0 | 0 | 0 | 0 | 0 | 0 | 0 | 0 | 0 | 0 | 0 | 0 | 0
58.6a | Options to reduce potable water exports | [20 empty] | 0 | 0 | 0 | 0 | 0 | 0 | 0 | 0 | 0 | 0 | 0 | 0 | 0 | 0 | 0 | 0 | 0 | 0 | 0 | 0 | 0 | 0 | 0 | 0 | 0 | 0 | 0 | 0 | 0 | 0 | 0 | 0 | 0 | 0 | 0 | 0 | 0 | 0 | 0 | 0 | 0 | 0 | 0 | 0 | 0 | 0 | 0 | 0 | 0 | 0 | 0 | 0 | 0 | 0 | 0 | 0 | 0 | 0 | 0 | 0 | 0 | 0 | 0 | 0 | 0 | 0 | 0 | 0 | 0 | 0 | 0 | 0 | 0 | 0 | 0 | 0 | 0 | 0 | 0 | 0 | 0 | 0 | 0 | 0 | 0 | 0 | 0 | 0 | 0 | 0 | 0 | 0 | 0 | 0 | 0 | 0 | 0 | 0 | 0 | 0 | 0 | 0 | 0 | 0
58.7a | Other options to increase Deployable Output | [20 empty] | 0 | 0 | 0 | 0 | 0 | 0 | 0 | 0 | 0 | 0 | 0 | 0 | 0 | 0 | 0 | 0 | 0 | 0 | 0 | 0 | 0 | 0 | 0 | 0 | 0 | 0 | 0 | 0 | 0 | 0 | 0 | 0 | 0 | 0 | 0 | 0 | 0 | 0 | 0 | 0 | 0 | 0 | 0 | 0 | 0 | 0 | 0 | 0 | 0 | 0 | 0 | 0 | 0 | 0 | 0 | 0 | 0 | 0 | 0 | 0 | 0 | 0 | 0 | 0 | 0 | 0 | 0 | 0 | 0 | 0 | 0 | 0 | 0 | 0 | 0 | 0 | 0 | 0 | 0 | 0 | 0 | 0 | 0 | 0 | 0 | 0 | 0 | 0 | 0 | 0 | 0 | 0 | 0 | 0 | 0 | 0 | 0 | 0 | 0 | 0 | 0 | 0 | 0 | 0
59a | DISTRIBUTION SIDE | bar: 1 to 80
59.1a | Options to reduce Distribution Losses | [20 empty] | 0 | 0 | 0 | 0 | 0 | 0 | 0 | 0 | 0 | 0 | 0 | 0 | 0 | 0 | 0 | 0 | 0 | 0 | 0 | 0 | 0 | 0 | 0 | 0 | 0 | 0 | 0 | 0 | 0 | 0 | 0 | 0 | 0 | 0 | 0 | 0 | 0 | 0 | 0 | 0 | 0 | 0 | 0 | 0 | 0 | 0 | 0 | 0 | 0 | 0 | 0 | 0 | 0 | 0 | 0 | 0 | 0 | 0 | 0 | 0 | 0 | 0 | 0 | 0 | 0 | 0 | 0 | 0 | 0 | 0 | 0 | 0 | 0 | 0 | 0 | 0 | 0 | 0 | 0 | 0 | 0 | 0 | 0 | 0 | 0 | 0 | 0 | 0 | 0 | 0 | 0 | 0 | 0 | 0 | 0 | 0 | 0 | 0 | 0 | 0 | 0 | 0 | 0 | 0
59.2a | Options to reduce Distribution System Operating Use (DSOU) losses | [20 empty] | 0 | 0 | 0 | 0 | 0 | 0 | 0 | 0 | 0 | 0 | 0 | 0 | 0 | 0 | 0 | 0 | 0 | 0 | 0 | 0 | 0 | 0 | 0 | 0 | 0 | 0 | 0 | 0 | 0 | 0 | 0 | 0 | 0 | 0 | 0 | 0 | 0 | 0 | 0 | 0 | 0 | 0 | 0 | 0 | 0 | 0 | 0 | 0 | 0 | 0 | 0 | 0 | 0 | 0 | 0 | 0 | 0 | 0 | 0 | 0 | 0 | 0 | 0 | 0 | 0 | 0 | 0 | 0 | 0 | 0 | 0 | 0 | 0 | 0 | 0 | 0 | 0 | 0 | 0 | 0 | 0 | 0 | 0 | 0 | 0 | 0 | 0 | 0 | 0 | 0 | 0 | 0 | 0 | 0 | 0 | 0 | 0 | 0 | 0 | 0 | 0 | 0 | 0 | 0
60a | PRODUCTION SIDE | bar: 1 to 80
60.1a | Options to reduce treatment works losses | [20 empty] | 0 | 0 | 0 | 0 | 0 | 0 | 0 | 0 | 0 | 0 | 0 | 0 | 0 | 0 | 0 | 0 | 0 | 0 | 0 | 0 | 0 | 0 | 0 | 0 | 0 | 0 | 0 | 0 | 0 | 0 | 0 | 0 | 0 | 0 | 0 | 0 | 0 | 0 | 0 | 0 | 0 | 0 | 0 | 0 | 0 | 0 | 0 | 0 | 0 | 0 | 0 | 0 | 0 | 0 | 0 | 0 | 0 | 0 | 0 | 0 | 0 | 0 | 0 | 0 | 0 | 0 | 0 | 0 | 0 | 0 | 0 | 0 | 0 | 0 | 0 | 0 | 0 | 0 | 0 | 0 | 0 | 0 | 0 | 0 | 0 | 0 | 0 | 0 | 0 | 0 | 0 | 0 | 0 | 0 | 0 | 0 | 0 | 0 | 0 | 0 | 0 | 0 | 0 | 0
60.2a | Options to reduce outage | [20 empty] | 0 | 0 | 0 | 0 | 0 | 0 | 0 | 0 | 0 | 0 | 0 | 0 | 0 | 0 | 0 | 0 | 0 | 0 | 0 | 0 | 0 | 0 | 0 | 0 | 0 | 0 | 0 | 0 | 0 | 0 | 0 | 0 | 0 | 0 | 0 | 0 | 0 | 0 | 0 | 0 | 0 | 0 | 0 | 0 | 0 | 0 | 0 | 0 | 0 | 0 | 0 | 0 | 0 | 0 | 0 | 0 | 0 | 0 | 0 | 0 | 0 | 0 | 0 | 0 | 0 | 0 | 0 | 0 | 0 | 0 | 0 | 0 | 0 | 0 | 0 | 0 | 0 | 0 | 0 | 0 | 0 | 0 | 0 | 0 | 0 | 0 | 0 | 0 | 0 | 0 | 0 | 0 | 0 | 0 | 0 | 0 | 0 | 0 | 0 | 0 | 0 | 0 | 0 | 0
61a | CUSTOMER SIDE | bar: 1 to 80
61.1a | Options to change volume delivered to measured non households | [20 empty] | 0 | 0 | 0 | 0 | 0 | 0 | 0 | 0 | 0 | 0 | 0 | 0 | 0 | 0 | 0 | 0 | 0 | 0 | 0 | 0 | 0 | 0 | 0 | 0 | 0 | 0 | 0 | 0 | 0 | 0 | 0 | 0 | 0 | 0 | 0 | 0 | 0 | 0 | 0 | 0 | 0 | 0 | 0 | 0 | 0 | 0 | 0 | 0 | 0 | 0 | 0 | 0 | 0 | 0 | 0 | 0 | 0 | 0 | 0 | 0 | 0 | 0 | 0 | 0 | 0 | 0 | 0 | 0 | 0 | 0 | 0 | 0 | 0 | 0 | 0 | 0 | 0 | 0 | 0 | 0 | 0 | 0 | 0 | 0 | 0 | 0 | 0 | 0 | 0 | 0 | 0 | 0 | 0 | 0 | 0 | 0 | 0 | 0 | 0 | 0 | 0 | 0 | 0 | 0
61.2a | Options to change volume delivered to unmeasured non households | [20 empty] | 0 | 0 | 0 | 0 | 0 | 0 | 0 | 0 | 0 | 0 | 0 | 0 | 0 | 0 | 0 | 0 | 0 | 0 | 0 | 0 | 0 | 0 | 0 | 0 | 0 | 0 | 0 | 0 | 0 | 0 | 0 | 0 | 0 | 0 | 0 | 0 | 0 | 0 | 0 | 0 | 0 | 0 | 0 | 0 | 0 | 0 | 0 | 0 | 0 | 0 | 0 | 0 | 0 | 0 | 0 | 0 | 0 | 0 | 0 | 0 | 0 | 0 | 0 | 0 | 0 | 0 | 0 | 0 | 0 | 0 | 0 | 0 | 0 | 0 | 0 | 0 | 0 | 0 | 0 | 0 | 0 | 0 | 0 | 0 | 0 | 0 | 0 | 0 | 0 | 0 | 0 | 0 | 0 | 0 | 0 | 0 | 0 | 0 | 0 | 0 | 0 | 0 | 0 | 0
61.3a | Options to change volume delivered to measured households | [20 empty] | 0 | 0 | 0 | 0 | 0 | 0 | 0 | 0 | 0 | 0 | 0 | 0 | 0 | 0 | 0 | 0 | 0 | 0 | 0 | 0 | 0 | 0 | 0 | 0 | 0 | 0 | 0 | 0 | 0 | 0 | 0 | 0 | 0 | 0 | 0 | 0 | 0 | 0 | 0 | 0 | 0 | 0 | 0 | 0 | 0 | 0 | 0 | 0 | 0 | 0 | 0 | 0 | 0 | 0 | 0 | 0 | 0 | 0 | 0 | 0 | 0 | 0 | 0 | 0 | 0 | 0 | 0 | 0 | 0 | 0 | 0 | 0 | 0 | 0 | 0 | 0 | 0 | 0 | 0 | 0 | 0 | 0 | 0 | 0 | 0 | 0 | 0 | 0 | 0 | 0 | 0 | 0 | 0 | 0 | 0 | 0 | 0 | 0 | 0 | 0 | 0 | 0 | 0 | 0
61.4a | Options to change volume delivered to unmeasured households | [20 empty] | 0 | 0 | 0 | 0 | 0 | 0 | 0 | 0 | 0 | 0 | 0 | 0 | 0 | 0 | 0 | 0 | 0 | 0 | 0 | 0 | 0 | 0 | 0 | 0 | 0 | 0 | 0 | 0 | 0 | 0 | 0 | 0 | 0 | 0 | 0 | 0 | 0 | 0 | 0 | 0 | 0 | 0 | 0 | 0 | 0 | 0 | 0 | 0 | 0 | 0 | 0 | 0 | 0 | 0 | 0 | 0 | 0 | 0 | 0 | 0 | 0 | 0 | 0 | 0 | 0 | 0 | 0 | 0 | 0 | 0 | 0 | 0 | 0 | 0 | 0 | 0 | 0 | 0 | 0 | 0 | 0 | 0 | 0 | 0 | 0 | 0 | 0 | 0 | 0 | 0 | 0 | 0 | 0 | 0 | 0 | 0 | 0 | 0 | 0 | 0 | 0 | 0 | 0 | 0
61.5a | Options to reduce water taken unbilled | [20 empty] | 0 | 0 | 0 | 0 | 0 | 0 | 0 | 0 | 0 | 0 | 0 | 0 | 0 | 0 | 0 | 0 | 0 | 0 | 0 | 0 | 0 | 0 | 0 | 0 | 0 | 0 | 0 | 0 | 0 | 0 | 0 | 0 | 0 | 0 | 0 | 0 | 0 | 0 | 0 | 0 | 0 | 0 | 0 | 0 | 0 | 0 | 0 | 0 | 0 | 0 | 0 | 0 | 0 | 0 | 0 | 0 | 0 | 0 | 0 | 0 | 0 | 0 | 0 | 0 | 0 | 0 | 0 | 0 | 0 | 0 | 0 | 0 | 0 | 0 | 0 | 0 | 0 | 0 | 0 | 0 | 0 | 0 | 0 | 0 | 0 | 0 | 0 | 0 | 0 | 0 | 0 | 0 | 0 | 0 | 0 | 0 | 0 | 0 | 0 | 0 | 0 | 0 | 0 | 0
61.6a | Options impacting on measured Non Household - USPL | [20 empty] | 0 | 0 | 0 | 0 | 0 | 0 | 0 | 0 | 0 | 0 | 0 | 0 | 0 | 0 | 0 | 0 | 0 | 0 | 0 | 0 | 0 | 0 | 0 | 0 | 0 | 0 | 0 | 0 | 0 | 0 | 0 | 0 | 0 | 0 | 0 | 0 | 0 | 0 | 0 | 0 | 0 | 0 | 0 | 0 | 0 | 0 | 0 | 0 | 0 | 0 | 0 | 0 | 0 | 0 | 0 | 0 | 0 | 0 | 0 | 0 | 0 | 0 | 0 | 0 | 0 | 0 | 0 | 0 | 0 | 0 | 0 | 0 | 0 | 0 | 0 | 0 | 0 | 0 | 0 | 0 | 0 | 0 | 0 | 0 | 0 | 0 | 0 | 0 | 0 | 0 | 0 | 0 | 0 | 0 | 0 | 0 | 0 | 0 | 0 | 0 | 0 | 0 | 0 | 0
61.7a | Options impacting on unmeasured Non Household - USPL | [20 empty] | 0 | 0 | 0 | 0 | 0 | 0 | 0 | 0 | 0 | 0 | 0 | 0 | 0 | 0 | 0 | 0 | 0 | 0 | 0 | 0 | 0 | 0 | 0 | 0 | 0 | 0 | 0 | 0 | 0 | 0 | 0 | 0 | 0 | 0 | 0 | 0 | 0 | 0 | 0 | 0 | 0 | 0 | 0 | 0 | 0 | 0 | 0 | 0 | 0 | 0 | 0 | 0 | 0 | 0 | 0 | 0 | 0 | 0 | 0 | 0 | 0 | 0 | 0 | 0 | 0 | 0 | 0 | 0 | 0 | 0 | 0 | 0 | 0 | 0 | 0 | 0 | 0 | 0 | 0 | 0 | 0 | 0 | 0 | 0 | 0 | 0 | 0 | 0 | 0 | 0 | 0 | 0 | 0 | 0 | 0 | 0 | 0 | 0 | 0 | 0 | 0 | 0 | 0 | 0
61.8a | Options impacting on measured Household - USPL | [20 empty] | 0 | 0 | 0 | 0 | 0 | 0 | 0 | 0 | 0 | 0 | 0 | 0 | 0 | 0 | 0 | 0 | 0 | 0 | 0 | 0 | 0 | 0 | 0 | 0 | 0 | 0 | 0 | 0 | 0 | 0 | 0 | 0 | 0 | 0 | 0 | 0 | 0 | 0 | 0 | 0 | 0 | 0 | 0 | 0 | 0 | 0 | 0 | 0 | 0 | 0 | 0 | 0 | 0 | 0 | 0 | 0 | 0 | 0 | 0 | 0 | 0 | 0 | 0 | 0 | 0 | 0 | 0 | 0 | 0 | 0 | 0 | 0 | 0 | 0 | 0 | 0 | 0 | 0 | 0 | 0 | 0 | 0 | 0 | 0 | 0 | 0 | 0 | 0 | 0 | 0 | 0 | 0 | 0 | 0 | 0 | 0 | 0 | 0 | 0 | 0 | 0 | 0 | 0 | 0
61.9a | Options impacting on unmeasured Household - USPL | [20 empty] | 0 | 0 | 0 | 0 | 0 | 0 | 0 | 0 | 0 | 0 | 0 | 0 | 0 | 0 | 0 | 0 | 0 | 0 | 0 | 0 | 0 | 0 | 0 | 0 | 0 | 0 | 0 | 0 | 0 | 0 | 0 | 0 | 0 | 0 | 0 | 0 | 0 | 0 | 0 | 0 | 0 | 0 | 0 | 0 | 0 | 0 | 0 | 0 | 0 | 0 | 0 | 0 | 0 | 0 | 0 | 0 | 0 | 0 | 0 | 0 | 0 | 0 | 0 | 0 | 0 | 0 | 0 | 0 | 0 | 0 | 0 | 0 | 0 | 0 | 0 | 0 | 0 | 0 | 0 | 0 | 0 | 0 | 0 | 0 | 0 | 0 | 0 | 0 | 0 | 0 | 0 | 0 | 0 | 0 | 0 | 0 | 0 | 0 | 0 | 0 | 0 | 0 | 0 | 0
61.10a | Options impacting on Void properties - USPL | [20 empty] | 0 | 0 | 0 | 0 | 0 | 0 | 0 | 0 | 0 | 0 | 0 | 0 | 0 | 0 | 0 | 0 | 0 | 0 | 0 | 0 | 0 | 0 | 0 | 0 | 0 | 0 | 0 | 0 | 0 | 0 | 0 | 0 | 0 | 0 | 0 | 0 | 0 | 0 | 0 | 0 | 0 | 0 | 0 | 0 | 0 | 0 | 0 | 0 | 0 | 0 | 0 | 0 | 0 | 0 | 0 | 0 | 0 | 0 | 0 | 0 | 0 | 0 | 0 | 0 | 0 | 0 | 0 | 0 | 0 | 0 | 0 | 0 | 0 | 0 | 0 | 0 | 0 | 0 | 0 | 0 | 0 | 0 | 0 | 0 | 0 | 0 | 0 | 0 | 0 | 0 | 0 | 0 | 0 | 0 | 0 | 0 | 0 | 0 | 0 | 0 | 0 | 0 | 0 | 0
RZCOSTSHERE
| Company: | Dŵr Cymru Welsh Water
| Resource Zone Name: | Whitbourne
| Resource Zone Number: | 8111
| Planning Scenario Name: | Dry Year Annual Average
| Chosen Level of Service: | 1 in 20
Start dates | Option Categories
2020-21 | Aquifer recharge
2021-22 | Bulk supply
2022-23 | Conjunctive use
2023-24 | Desalination
2024-25 | Effluent reuse
2025-26 | GW enhancement
2026-27 | GW new
2027-28 | Reservoir enlargement
2028-29 | New reservoir
2029-30 | SW enhancement
2030-31 | SW new
2031-32
2032-33
2033-34 | Active leakage management
2034-35 | Mains repair
2035-36 | Mains replacement (not trunk mains)
2036-37 | Pressure management
2037-38 | Other leakage control
2038-39 | Trunk mains renewal
2039-40 | Pumps
2040-41 | Service reservoir
2041-42
2042-43
2043-44 | Water treatment works loss recovery
2044-45 | Water treatment works capacity increase
Cistern displacement device
Household water audit
Commercial water audit
Customer education / awareness
Other water efficiency
Metering optants
Metering change of occupancy
Metering compulsory
Metering other selective
Supply pipe repairs / replacement
Outdoor water efficiency devices
Retrofitting indoor water efficiency devices
Alternative tariffs
Collaborative R&D
Note on DW1: Author: At year 126 this drops to 2%
Note on V2: The original formulae assumed 80 whatever number was put here. The formulae in this sheet will take account of the number.
Note on X2: Cells X2:CY2 contain a factor to calculate NPV based on variable discount rate - please do not adjust
Note on CY2: Formula can be copied across to the right if appraisal period extends beyond 80 years

## 6. Preferred (Scenario Yr)
Table 6: Preferred list of water management options
DRY YEAR PLANNED GAINS IN WAFU OR SAVINGS IN DEMAND (Ml/d) - TO BE COMPLETED FOR ALL PREFERRED OPTIONS (WAFU gains for each year are individual year gains and not cumulative gains)
Row Ref | Option Name [Insert / delete non-numbered lines to suit] | Option Reference No. | Unit | Decimal places | 2015-16 | For info 2017-18 | For info 2018-19 | For info 2019-20 | 2020-21 | 2021-22 | 2022-23 | 2023-24 | 2024-25 | 2025-26 | 2026-27 | 2027-28 | 2028-29 | 2029-30 | 2030-31 | 2031-32 | 2032-33 | 2033-34 | 2034-35 | 2035-36 | 2036-37 | 2037-38 | 2038-39 | 2039-40 | 2040-41 | 2041-42 | 2042-43 | 2043-44 | 2044-45
58 | Resource Management | - | Ml/d | 2 | 0 | 0 | 0 | 0 | 0 | 0 | 0 | 0 | 0 | 0 | 0 | 0 | 0 | 0 | 0 | 0 | 0 | 0 | 0 | 0 | 0 | 0 | 0 | 0 | 0 | 0 | 0 | 0 | 0
58.1 | Increase raw water abstractions | - | Ml/d | 2 | 0 | 0 | 0 | 0 | 0 | 0 | 0 | 0 | 0 | 0 | 0 | 0 | 0 | 0 | 0 | 0 | 0 | 0 | 0 | 0 | 0 | 0 | 0 | 0 | 0 | 0 | 0 | 0 | 0
- |  |  | Ml/d | 2
- | (insert row above) | - | - |  | - | - | - | - | bar: 2020-21 to 2044-45
58.2 | Raw water imports | - | Ml/d | 2 | 0 | 0 | 0 | 0 | 0 | 0 | 0 | 0 | 0 | 0 | 0 | 0 | 0 | 0 | 0 | 0 | 0 | 0 | 0 | 0 | 0 | 0 | 0 | 0 | 0 | 0 | 0 | 0 | 0
- |  |  | Ml/d | 2
- | (insert row above) | - | - |  | - | - | - | - | bar: 2020-21 to 2044-45
58.3 | Potable water Imports (input reductions as -ve) | - | Ml/d | 2 | 0 | 0 | 0 | 0 | 0 | 0 | 0 | 0 | 0 | 0 | 0 | 0 | 0 | 0 | 0 | 0 | 0 | 0 | 0 | 0 | 0 | 0 | 0 | 0 | 0 | 0 | 0 | 0 | 0
- |  |  | Ml/d | 2
- | (insert row above) | - | - |  | - | - | - | - | bar: 2020-21 to 2044-45
58.4 | Reduce raw water losses and operational use (input as -ve) | - | Ml/d | 2 | 0 | 0 | 0 | 0 | 0 | 0 | 0 | 0 | 0 | 0 | 0 | 0 | 0 | 0 | 0 | 0 | 0 | 0 | 0 | 0 | 0 | 0 | 0 | 0 | 0 | 0 | 0 | 0 | 0
- |  |  | Ml/d | 2
- | (insert row above) | - | - |  | - | - | - | - | bar: 2020-21 to 2044-45
58.5 | Reduced raw water export (including non potable supplies) |  | Ml/d | 2 | 0 | 0 | 0 | 0 | 0 | 0 | 0 | 0 | 0 | 0 | 0 | 0 | 0 | 0 | 0 | 0 | 0 | 0 | 0 | 0 | 0 | 0 | 0 | 0 | 0 | 0 | 0 | 0 | 0
58.51 | Reduce raw water exports (input as -ve) | - | Ml/d | 2 | 0 | 0 | 0 | 0 | 0 | 0 | 0 | 0 | 0 | 0 | 0 | 0 | 0 | 0 | 0 | 0 | 0 | 0 | 0 | 0 | 0 | 0 | 0 | 0 | 0 | 0 | 0 | 0 | 0
- |  |  | Ml/d | 2
- | (insert row above) | - | - |  | - | - | - | - | bar: 2020-21 to 2044-45
58.52 | Reduce non potable supplies (input as -ve) | - | Ml/d | 2 | 0 | 0 | 0 | 0 | 0 | 0 | 0 | 0 | 0 | 0 | 0 | 0 | 0 | 0 | 0 | 0 | 0 | 0 | 0 | 0 | 0 | 0 | 0 | 0 | 0 | 0 | 0 | 0 | 0
- |  |  | Ml/d | 2
- | (insert row above) | - | - |  | - | - | - | - | bar: 2020-21 to 2044-45
58.6 | Reduce potable water exports (input as -ve) | - | Ml/d |  | 0 | 0 | 0 | 0 | 0 | 0 | 0 | 0 | 0 | 0 | 0 | 0 | 0 | 0 | 0 | 0 | 0 | 0 | 0 | 0 | 0 | 0 | 0 | 0 | 0 | 0 | 0 | 0 | 0
- |  |  | Ml/d | 2
- | (insert row above) | - | - |  | - | - | - | - | bar: 2020-21 to 2044-45
58.7 | Other options to increase deployable output | - | Ml/d |  | 0 | 0 | 0 | 0 | 0 | 0 | 0 | 0 | 0 | 0 | 0 | 0 | 0 | 0 | 0 | 0 | 0 | 0 | 0 | 0 | 0 | 0 | 0 | 0 | 0 | 0 | 0 | 0 | 0
- |  |  | Ml/d | 2
- | (insert row above) | - | - |  | - | - | - | - | bar: 2020-21 to 2044-45
59 | Distribution Side Management | - |  |  | 0 | 0 | 0 | 0 | 0 | 0 | 0 | 0 | 0 | 0 | 0 | 0 | 0 | 0 | 0 | 0 | 0 | 0 | 0 | 0 | 0 | 0 | 0 | 0 | 0 | 0 | 0 | 0 | 0
59.1 | Reduce distribution losses (input as -ve) | - | Ml/d | 2 | 0 | 0 | 0 | 0 | 0 | 0 | 0 | 0 | 0 | 0 | 0 | 0 | 0 | 0 | 0 | 0 | 0 | 0 | 0 | 0 | 0 | 0 | 0 | 0 | 0 | 0 | 0 | 0 | 0
|  |  | Ml/d | 2
- | (insert row above) | - | - |  | - | - | - | - | bar: 2020-21 to 2044-45
59.2 | Reduce distribution system operational use (DSOU) (input as -ve) | - | Ml/d | 2 | 0 | 0 | 0 | 0 | 0 | 0 | 0 | 0 | 0 | 0 | 0 | 0 | 0 | 0 | 0 | 0 | 0 | 0 | 0 | 0 | 0 | 0 | 0 | 0 | 0 | 0 | 0 | 0 | 0
- |  |  | Ml/d | 2
- | (insert row above) | - | - |  | - | - | - | - | bar: 2020-21 to 2044-45
60 | Production Side Management, Specify Below.... | - |  | 2 | 0 | 0 | 0 | 0 | 0 | 0 | 0 | 0 | 0 | 0 | 0 | 0 | 0 | 0 | 0 | 0 | 0 | 0 | 0 | 0 | 0 | 0 | 0 | 0 | 0 | 0 | 0 | 0 | 0
60.1 | Reduce treatment works losses (input as -ve) | - | Ml/d | 2 | 0 | 0 | 0 | 0 | 0 | 0 | 0 | 0 | 0 | 0 | 0 | 0 | 0 | 0 | 0 | 0 | 0 | 0 | 0 | 0 | 0 | 0 | 0 | 0 | 0 | 0 | 0 | 0 | 0
- |  |  | Ml/d | 2
- | (insert row above) | - | - |  | - | - | - | - | bar: 2020-21 to 2044-45
60.2 | Reduce outages (input as -ve) | - | Ml/d | 2 | 0 | 0 | 0 | 0 | 0 | 0 | 0 | 0 | 0 | 0 | 0 | 0 | 0 | 0 | 0 | 0 | 0 | 0 | 0 | 0 | 0 | 0 | 0 | 0 | 0 | 0 | 0 | 0 | 0
- |  |  | Ml/d | 2
- | (insert row above) | - | - |  | - | - | - | - | bar: 2020-21 to 2044-45
61 | Customer Side Management | - |  | 2 | 0 | 0 | 0 | 0 | 0 | 0 | 0 | 0 | 0 | 0 | 0 | 0 | 0 | 0 | 0 | 0 | 0 | 0 | 0 | 0 | 0 | 0 | 0 | 0 | 0 | 0 | 0 | 0 | 0
61.1 | Change volume delivered to measured non households (input reductions as -ve) | - | Ml/d | 2 | 0 | 0 | 0 | 0 | 0 | 0 | 0 | 0 | 0 | 0 | 0 | 0 | 0 | 0 | 0 | 0 | 0 | 0 | 0 | 0 | 0 | 0 | 0 | 0 | 0 | 0 | 0 | 0 | 0
- |  |  | Ml/d | 2
- | (insert row above) | - | - |  | - | - | - | - | bar: 2020-21 to 2044-45
61.2 | Change volume delivered to unmeasured non households (input reductions as -ve) | - | Ml/d | 2 | 0 | 0 | 0 | 0 | 0 | 0 | 0 | 0 | 0 | 0 | 0 | 0 | 0 | 0 | 0 | 0 | 0 | 0 | 0 | 0 | 0 | 0 | 0 | 0 | 0 | 0 | 0 | 0 | 0
- |  |  | Ml/d | 2
- | (insert row above) | - | - |  | - | - | - | - | bar: 2020-21 to 2044-45
61.3 | Change volume delivered to measured households (input reductions as -ve) | - | Ml/d | 2 | 0 | 0 | 0 | 0 | 0 | 0 | 0 | 0 | 0 | 0 | 0 | 0 | 0 | 0 | 0 | 0 | 0 | 0 | 0 | 0 | 0 | 0 | 0 | 0 | 0 | 0 | 0 | 0 | 0
|  |  | Ml/d | 2
- | (insert row above) | - | - |  | - | - | - | - | bar: 2020-21 to 2044-45
61.4 | Change volume delivered to unmeasured households (input reductions as -ve) | - | Ml/d | 2 | 0 | 0 | 0 | 0 | 0 | 0 | 0 | 0 | 0 | 0 | 0 | 0 | 0 | 0 | 0 | 0 | 0 | 0 | 0 | 0 | 0 | 0 | 0 | 0 | 0 | 0 | 0 | 0 | 0
- |  |  | Ml/d | 2
- | (insert row above) | - | - |  | - | - | - | - | bar: 2020-21 to 2044-45
61.5 | Options to reduce water taken unbilled (input as -ve) | - | Ml/d | 2 | 0 | 0 | 0 | 0 | 0 | 0 | 0 | 0 | 0 | 0 | 0 | 0 | 0 | 0 | 0 | 0 | 0 | 0 | 0 | 0 | 0 | 0 | 0 | 0 | 0 | 0 | 0 | 0 | 0
- |  |  | Ml/d | 2
- | (insert row above) | - | - |  | - | - | - | - | bar: 2020-21 to 2044-45
61.6 | Options impacting on measured Non Household - USPL (input reductions as -ve) |  | l/pr | 2 | 0 | 0 | 0 | 0 | 0 | 0 | 0 | 0 | 0 | 0 | 0 | 0 | 0 | 0 | 0 | 0 | 0 | 0 | 0 | 0 | 0 | 0 | 0 | 0 | 0 | 0 | 0 | 0 | 0
- |  |  | Ml/d | 2
- | (insert row above) | - | - |  | - | - | - | - | bar: 2020-21 to 2044-45
61.7 | Options impacting on unmeasured Non Household - USPL (input reductions as -ve) |  | l/pr | 2 | 0 | 0 | 0 | 0 | 0 | 0 | 0 | 0 | 0 | 0 | 0 | 0 | 0 | 0 | 0 | 0 | 0 | 0 | 0 | 0 | 0 | 0 | 0 | 0 | 0 | 0 | 0 | 0 | 0
- |  |  | Ml/d | 2
- | (insert row above) | - | - |  | - | - | - | - | bar: 2020-21 to 2044-45
61.8 | Options impacting on measured Household - USPL (input reductions as -ve) |  | l/pr | 2 | 0 | 0 | 0 | 0 | 0 | 0 | 0 | 0 | 0 | 0 | 0 | 0 | 0 | 0 | 0 | 0 | 0 | 0 | 0 | 0 | 0 | 0 | 0 | 0 | 0 | 0 | 0 | 0 | 0
- |  |  | Ml/d | 2
- | (insert row above) | - | - |  | - | - | - | - | bar: 2020-21 to 2044-45
61.9 | Options impacting on unmeasured Household - USPL (input reductions as -ve) |  | l/pr | 2 | 0 | 0 | 0 | 0 | 0 | 0 | 0 | 0 | 0 | 0 | 0 | 0 | 0 | 0 | 0 | 0 | 0 | 0 | 0 | 0 | 0 | 0 | 0 | 0 | 0 | 0 | 0 | 0 | 0
- |  |  | Ml/d | 2
- | (insert row above) | - | - |  | - | - | - | - | bar: 2020-21 to 2044-45
61.1 | Options impacting on Void properties - USPL (input reductions as -ve) |  | l/pr | 2 | 0 | 0 | 0 | 0 | 0 | 0 | 0 | 0 | 0 | 0 | 0 | 0 | 0 | 0 | 0 | 0 | 0 | 0 | 0 | 0 | 0 | 0 | 0 | 0 | 0 | 0 | 0 | 0 | 0
- |  |  | Ml/d | 2
- | (insert row above) | - | - |  | - | - | - | - | bar: 2020-21 to 2044-45
| Company: | Dŵr Cymru Welsh Water
| Resource Zone Name: | Whitbourne
| Resource Zone Number: | 8111
| Planning Scenario Name: | Dry Year Annual Average
| Chosen Level of Service: | 1 in 20

## 7. FP Supply
Table 7: Final planning water supply
| Row Ref | Component | Derivation | Unit | Decimal places | 2015-16 | For info 2017-18 | For info 2018-19 | For info 2019-20 | 2020-21 | 2021-22 | 2022-23 | 2023-24 | 2024-25 | 2025-26 | 2026-27 | 2027-28 | 2028-29 | 2029-30 | 2030-31 | 2031-32 | 2032-33 | 2033-34 | 2034-35 | 2035-36 | 2036-37 | 2037-38 | 2038-39 | 2039-40 | 2040-41 | 2041-42 | 2042-43 | 2043-44 | 2044-45 | 2045-46 | 2046-47 | 2047-48 | 2048-49 | 2049-50
Resources | 1FP | Raw Water Abstracted | 1BL | Ml/d | 2 | 4.8878 | 4.863 | 4.8569 | 4.8504 | 4.8429 | 4.8344 | 4.8337 | 4.8291 | 4.8125 | 4.7931 | 4.7595 | 4.7397 | 4.7121 | 4.6839 | 4.6361 | 4.5881 | 4.5408 | 4.4943 | 4.4482 | 4.4136 | 4.3787 | 4.3435 | 4.3078 | 4.2718 | 4.2356 | 4.1991 | 4.1623 | 4.1253 | 4.088 | 4.0511 | 4.0143 | 3.9774 | 3.9402 | 3.9028
| 2FP | Raw Water Imported | 2BL+ (6. Preferred scenario ref 58.2) | Ml/d | 2 | 0 | 0 | 0 | 0 | 0 | 0 | 0 | 0 | 0 | 0 | 0 | 0 | 0 | 0 | 0 | 0 | 0 | 0 | 0 | 0 | 0 | 0 | 0 | 0 | 0 | 0 | 0 | 0 | 0 | 0 | 0 | 0 | 0 | 0
| - | - | - | - | 2 | - | - | - | - | bar: 2020-21 to 2049-50
| - | - | - | - | 2 | - | - | - | - | bar: 2020-21 to 2049-50
| - | - | - | - | 2 | - | - | - | - | bar: 2020-21 to 2049-50
| 3FP | Potable Water Imported | 3BL+ (6. Preferred scenario ref 58.3) | Ml/d | 2 | 0.21906 | 0.20019 | 0.20782 | 0.22132 | 0.18741 | 0.13788 | 0.087581 | 0.030246 | 0 | 0 | 0 | 0 | 0 | 0 | 0 | 0 | 0 | 0 | 0 | 0 | 0 | 0 | 0 | 0 | 0 | 0 | 0 | 0 | 0 | 0 | 0 | 0 | 0 | 0
| - | - | - | - | 2 | - | - | - | - | bar: 2020-21 to 2049-50
| - | - | - | - | 2 | - | - | - | - | bar: 2020-21 to 2049-50
| - | - | - | - | 2 | - | - | - | - | bar: 2020-21 to 2049-50
| - | - | - | - | 2 | - | - | - | - | bar: 2020-21 to 2049-50
Resource (and process) losses | 5FP | Raw Water Exported (raw exports and non potable uses) | 5BL+ (6. Preferred scenario ref 58.5) | Ml/d | 2 | 0 | 0 | 0 | 0 | 0 | 0 | 0 | 0 | 0 | 0 | 0 | 0 | 0 | 0 | 0 | 0 | 0 | 0 | 0 | 0 | 0 | 0 | 0 | 0 | 0 | 0 | 0 | 0 | 0 | 0 | 0 | 0 | 0 | 0
| - | - | - | - | 2 | - | - | - | - | bar: 2020-21 to 2049-50
| - | - | - | - | 2 | - | - | - | - | bar: 2020-21 to 2049-50
| - | - | - | - | 2 | - | - | - | - | bar: 2020-21 to 2049-50
| 6FP | Potable Water Exported | 6BL+ (6. Preferred scenario ref 58.6) | Ml/d | 2 | 0 | 0 | 0 | 0 | 0 | 0 | 0 | 0 | 0 | 0 | 0 | 0 | 0 | 0 | 0 | 0 | 0 | 0 | 0 | 0 | 0 | 0 | 0 | 0 | 0 | 0 | 0 | 0 | 0 | 0 | 0 | 0 | 0 | 0
| - | - | - | - | 2 | - | - | - | - | bar: 2020-21 to 2049-50
| - | - | - | - | 2 | - | - | - | - | bar: 2020-21 to 2049-50
| - | - | - | - | 2 | - | - | - | - | bar: 2020-21 to 2049-50
| 7FP | Deployable Output | 7BL+ 8BL+ (6. Preferred scenario ref 58.7) + (6. Preferred scenario ref 58.1) |  | 2 | 5.145 | 5.145 | 5.145 | 5.145 | 5.145 | 5.145 | 5.145 | 5.145 | 5.145 | 5.145 | 5.145 | 5.145 | 5.145 | 5.145 | 5.145 | 5.145 | 5.145 | 5.145 | 5.145 | 5.145 | 5.145 | 5.145 | 5.145 | 5.145 | 5.145 | 5.145 | 5.145 | 5.145 | 5.145 | 5.145 | 5.145 | 5.145 | 5.145 | 5.145
| - | - | - | - | 2 | bar: 2020-21 to 2049-50
| - | - | - | - | 2 | - | - | - | - | bar: 2020-21 to 2049-50
| - | - | - | - | 2 | - | - | - | - | bar: 2020-21 to 2049-50
| - | - | - | - | 2 | - | - | - | - | bar: 2020-21 to 2049-50
| - | - | - | - | 2 | - | - | - | - | bar: 2020-21 to 2049-50
| 9FP | Raw water losses, treatment works losses and operational use | 9BL+ (6. Preferred scenario ref 60.1)+(6. Preferred scenario ref 58.4) | Ml/d | 2 | 0.21177 | 0.21177 | 0.21177 | 0.21177 | 0.21177 | 0.21177 | 0.21177 | 0.21177 | 0.21177 | 0.21177 | 0.21177 | 0.21177 | 0.21177 | 0.21177 | 0.21177 | 0.21177 | 0.21177 | 0.21177 | 0.21177 | 0.21177 | 0.21177 | 0.21177 | 0.21177 | 0.21177 | 0.21177 | 0.21177 | 0.21177 | 0.21177 | 0.21177 | 0.21177 | 0.21177 | 0.21177 | 0.21177 | 0.21177
| 10FP | Outage allowance | 10BL+ (6. Preferred scenario ref 60.2) | Ml/d | 2 | 0.08798 | 0.10996 | 0.10996 | 0.10996 | 0.10996 | 0.10996 | 0.10996 | 0.10996 | 0.10996 | 0.10996 | 0.10996 | 0.10996 | 0.10996 | 0.10996 | 0.10996 | 0.10996 | 0.10996 | 0.10996 | 0.10996 | 0.10996 | 0.10996 | 0.10996 | 0.10996 | 0.10996 | 0.10996 | 0.10996 | 0.10996 | 0.10996 | 0.10996 | 0.10996 | 0.10996 | 0.10996 | 0.10996 | 0.10996
|  | Company: | Dŵr Cymru Welsh Water
|  | Resource Zone Name: | Whitbourne
|  | Resource Zone Number: | 8111
|  | Planning Scenario Name: | Dry Year Annual Average
|  | Chosen Level of Service: | 1 in 20
Note on E3: Author: 58.1 has been added into 7FP Deployable Ouput calculations to ensure that it is reflected in final supply-demand balance calculations. Please ensure that you do not double count increases to raw water abstractions and increases to deployable output

## 8. FP Demand
Table 8: Final planning water demand
| Row Ref | Component | Derivation / Impact of preferred options | Unit | Decimal places | 2015-16 | For info 2017-18 | For info 2018-19 | For info 2019-20 | 2020-21 | 2021-22 | 2022-23 | 2023-24 | 2024-25 | 2025-26 | 2026-27 | 2027-28 | 2028-29 | 2029-30 | 2030-31 | 2031-32 | 2032-33 | 2033-34 | 2034-35 | 2035-36 | 2036-37 | 2037-38 | 2038-39 | 2039-40 | 2040-41 | 2041-42 | 2042-43 | 2043-44 | 2044-45 | 2045-46 | 2046-47 | 2047-48 | 2048-49 | 2049-50
Consumption | 19FP | Water Delivered Measured Non Household | Calculated BL+Preferred options | Ml/d | 2 | 1.4798 | 1.4865 | 1.4846 | 1.4901 | 1.4955 | 1.5014 | 1.5004 | 1.5028 | 1.5051 | 1.5074 | 1.5096 | 1.5117 | 1.5138 | 1.5138 | 1.5139 | 1.5139 | 1.5139 | 1.514 | 1.514 | 1.5141 | 1.5142 | 1.5143 | 1.5144 | 1.5145 | 1.5146 | 1.5147 | 1.5148 | 1.5149 | 1.5149 | 1.5152 | 1.5154 | 1.5157 | 1.516 | 1.5162
| 20FP | Water Delivered Unmeasured Non Household | Calculated BL+Preferred options | Ml/d | 2 | 0.063747 | 0.065143 | 0.065491 | 0.06565 | 0.065647 | 0.065504 | 0.06524 | 0.064872 | 0.064412 | 0.063874 | 0.063267 | 0.062601 | 0.061884 | 0.061123 | 0.060325 | 0.059495 | 0.058637 | 0.057757 | 0.056859 | 0.055946 | 0.055021 | 0.054087 | 0.053147 | 0.052203 | 0.051257 | 0.050311 | 0.049366 | 0.048425 | 0.047489 | 0.046558 | 0.045634 | 0.044717 | 0.04381 | 0.042912
| 21FP | Water Delivered Measured Household | Calculated BL+Preferred options | Ml/d | 2 | 0.71974 | 0.81207 | 0.84122 | 0.86797 | 0.88314 | 0.88862 | 0.89944 | 0.90366 | 0.91461 | 0.93339 | 0.9456 | 0.96455 | 0.97728 | 0.99145 | 0.99843 | 1.0048 | 1.0114 | 1.0184 | 1.0253 | 1.0317 | 1.0371 | 1.0415 | 1.0449 | 1.0474 | 1.0491 | 1.0498 | 1.0498 | 1.0489 | 1.0472 | 1.0451 | 1.0426 | 1.0393 | 1.0353 | 1.0305
| 22FP | Water Delivered Unmeasured Household | Calculated BL+Preferred options | Ml/d | 2 | 1.4376 | 1.4048 | 1.3849 | 1.3649 | 1.3365 | 1.3008 | 1.2738 | 1.2392 | 1.2132 | 1.1954 | 1.17 | 1.152 | 1.1267 | 1.1015 | 1.0696 | 1.0381 | 1.0071 | 0.97651 | 0.94649 | 0.91712 | 0.88841 | 0.86034 | 0.83288 | 0.80605 | 0.7798 | 0.75417 | 0.72915 | 0.70471 | 0.68085 | 0.65758 | 0.63478 | 0.61258 | 0.59093 | 0.56983
| 23FP | Measured Non Household - Consumption | 19FP-34FP | Ml/d | 2 | 1.4575 | 1.4639 | 1.4619 | 1.4673 | 1.4727 | 1.4786 | 1.4775 | 1.4798 | 1.482 | 1.4842 | 1.4864 | 1.4884 | 1.4904 | 1.4904 | 1.4904 | 1.4904 | 1.4904 | 1.4904 | 1.4903 | 1.4904 | 1.4905 | 1.4905 | 1.4906 | 1.4907 | 1.4907 | 1.4907 | 1.4908 | 1.4908 | 1.4908 | 1.4911 | 1.4913 | 1.4915 | 1.4917 | 1.4919
| 24FP | Unmeasured Non Household - Consumption | 20FP-35FP | Ml/d | 2 | 0.061523 | 0.063054 | 0.063467 | 0.063689 | 0.063747 | 0.063663 | 0.063456 | 0.063144 | 0.062738 | 0.062251 | 0.061695 | 0.061077 | 0.060408 | 0.059693 | 0.058939 | 0.058152 | 0.057336 | 0.056496 | 0.055637 | 0.054762 | 0.053874 | 0.052975 | 0.05207 | 0.051159 | 0.050246 | 0.049331 | 0.048417 | 0.047505 | 0.046597 | 0.045694 | 0.044797 | 0.043906 | 0.043024 | 0.04215
| 25FP | Measured Household - Consumption | 21FP-36FP | Ml/d | 2 | 0.65554 | 0.74351 | 0.77064 | 0.79551 | 0.80926 | 0.81363 | 0.82339 | 0.82655 | 0.83639 | 0.8539 | 0.86482 | 0.8825 | 0.89393 | 0.9066 | 0.91197 | 0.91676 | 0.92159 | 0.9267 | 0.93167 | 0.93601 | 0.93941 | 0.94183 | 0.94327 | 0.94383 | 0.94354 | 0.94239 | 0.94039 | 0.9376 | 0.93404 | 0.92996 | 0.9254 | 0.92017 | 0.91415 | 0.90735
| 26FP | Unmeasured Household - Consumption | 22FP-37FP | Ml/d | 2 | 1.341 | 1.3119 | 1.2938 | 1.2755 | 1.2488 | 1.2147 | 1.1894 | 1.1563 | 1.132 | 1.1157 | 1.0918 | 1.0753 | 1.0514 | 1.0277 | 0.99712 | 0.967 | 0.93736 | 0.90812 | 0.8794 | 0.8513 | 0.82385 | 0.79699 | 0.77073 | 0.74509 | 0.71999 | 0.6955 | 0.67159 | 0.64825 | 0.62546 | 0.60324 | 0.58147 | 0.56028 | 0.53962 | 0.5195
| 27 - | Percentage of consumption driven by climate change | n/a in FP | - | 1 | - | - | - | - | bar: 2020-21 to 2049-50
| 28 - | Volume of consumption driven by climate change | n/a in FP | - | 1 |  | - | - | - | bar: 2020-21 to 2049-50
PCC and consumption by component | 29FP | Measured Household - PCC | (25FP*1,000,000)/(51FP*1,000) | l/h/d | 1 | 122 | 129 | 130 | 132 | 132 | 130 | 130 | 128 | 128 | 128 | 128 | 128 | 128 | 127 | 126 | 125 | 123 | 122 | 121 | 120 | 118 | 117 | 116 | 114 | 113 | 111 | 110 | 108 | 107 | 105 | 103 | 102 | 100 | 98
| 29.1FP | Measured toilet flushing | Input brief explanation here | l/h/d | 1 | 27.8289 | 29.5857 | 29.8468 | 30.1124 | 30.0907 | 29.7697 | 29.6562 | 29.3154 | 29.185 | 29.3035 | 29.202 | 29.3345 | 29.2294 | 29.151 | 28.8454 | 28.5305 | 28.2205 | 27.9326 | 27.6519 | 27.37 | 27.0748 | 26.7684 | 26.4521 | 26.1252 | 25.7915 | 25.4476 | 25.0942 | 24.7333 | 24.3658 | 23.9891 | 23.6263 | 23.2491 | 22.8635 | 22.4696
| 29.2FP | Measured personal washing | Input brief explanation here | l/h/d | 1 | 51.1122 | 54.3388 | 54.8184 | 55.306 | 55.2663 | 54.6766 | 54.4683 | 53.8422 | 53.6028 | 53.8205 | 53.634 | 53.8773 | 53.6843 | 53.5404 | 52.9791 | 52.4007 | 51.8314 | 51.3026 | 50.7869 | 50.2693 | 49.727 | 49.1644 | 48.5834 | 47.983 | 47.37 | 46.7385 | 46.0893 | 45.4265 | 44.7516 | 44.0597 | 43.3934 | 42.7006 | 41.9925 | 41.2689
| 29.3FP | Measured clothes washing | Input brief explanation here | l/h/d | 1 | 15.0148 | 15.9626 | 16.1035 | 16.2468 | 16.2351 | 16.0619 | 16.0007 | 15.8168 | 15.7465 | 15.8104 | 15.7556 | 15.8271 | 15.7704 | 15.7281 | 15.5632 | 15.3933 | 15.2261 | 15.0707 | 14.9192 | 14.7672 | 14.6079 | 14.4426 | 14.2719 | 14.0955 | 13.9155 | 13.73 | 13.5393 | 13.3446 | 13.1463 | 12.943 | 12.7473 | 12.5438 | 12.3358 | 12.1232
| 29.4FP | Measured dish washing | Input brief explanation here | l/h/d | 1 | 11.8109 | 12.5565 | 12.6674 | 12.78 | 12.7709 | 12.6346 | 12.5865 | 12.4418 | 12.3865 | 12.4368 | 12.3937 | 12.4499 | 12.4053 | 12.3721 | 12.2423 | 12.1087 | 11.9771 | 11.8549 | 11.7358 | 11.6162 | 11.4909 | 11.3609 | 11.2266 | 11.0878 | 10.9462 | 10.8003 | 10.6503 | 10.4971 | 10.3411 | 10.1813 | 10.0273 | 9.8672 | 9.7036 | 9.5364
| 29.5FP | Measured miscellaneous internal use | Input brief explanation here | l/h/d | 1 | 14.4055 | 15.3149 | 15.45 | 15.5875 | 15.5763 | 15.4101 | 15.3514 | 15.1749 | 15.1074 | 15.1688 | 15.1162 | 15.1848 | 15.1304 | 15.0899 | 14.9316 | 14.7686 | 14.6082 | 14.4591 | 14.3138 | 14.1679 | 14.0151 | 13.8565 | 13.6927 | 13.5235 | 13.3508 | 13.1728 | 12.9898 | 12.803 | 12.6128 | 12.4178 | 12.23 | 12.0348 | 11.8352 | 11.6312
| 29.6FP | Measured external use | Input brief explanation here | l/h/d | 1 | 1.4965 | 1.591 | 1.605 | 1.6193 | 1.6181 | 1.6009 | 1.5948 | 1.5764 | 1.5694 | 1.5758 | 1.5703 | 1.5775 | 1.5718 | 1.5676 | 1.5512 | 1.5342 | 1.5176 | 1.5021 | 1.487 | 1.4718 | 1.4559 | 1.4395 | 1.4225 | 1.4049 | 1.3869 | 1.3684 | 1.3494 | 1.33 | 1.3103 | 1.29 | 1.2705 | 1.2502 | 1.2295 | 1.2083
| 30FP | Unmeasured Household - PCC | (26FP*1,000,000)/(52FP*1,000) | l/h/d | 1 | 169 | 171 | 171 | 172 | 170 | 168 | 167 | 165 | 163 | 163 | 162 | 162 | 161 | 159 | 157 | 154 | 152 | 149 | 147 | 144 | 141 | 139 | 136 | 134 | 131 | 129 | 126 | 123 | 121 | 118 | 116 | 113 | 110 | 108
| 30.1FP | Unmeasured toilet flushing | Input brief explanation here | l/h/d | 1 | 36.1062 | 36.5722 | 36.6116 | 36.6543 | 36.4292 | 35.936 | 35.6798 | 35.1751 | 34.9082 | 34.8928 | 34.631 | 34.5896 | 34.294 | 33.9991 | 33.4694 | 32.9313 | 32.3903 | 31.852 | 31.3127 | 30.7736 | 30.2301 | 29.6836 | 29.1342 | 28.5827 | 28.0289 | 27.4734 | 26.9169 | 26.3599 | 25.8028 | 25.2449 | 24.6907 | 24.1353 | 23.5803 | 23.0259
| 30.2FP | Unmeasured personal washing | Input brief explanation here | l/h/d | 1 | 73.2706 | 74.2162 | 74.2962 | 74.3828 | 73.926 | 72.9253 | 72.4052 | 71.3812 | 70.8395 | 70.8082 | 70.277 | 70.193 | 69.593 | 68.9946 | 67.9197 | 66.8277 | 65.73 | 64.6375 | 63.5431 | 62.4491 | 61.3463 | 60.2372 | 59.1223 | 58.0031 | 56.8792 | 55.7519 | 54.6228 | 53.4924 | 52.3617 | 51.2296 | 50.105 | 48.978 | 47.8517 | 46.7267
| 30.3FP | Unmeasured clothes washing | Input brief explanation here | l/h/d | 1 | 20.2309 | 20.492 | 20.514 | 20.538 | 20.4118 | 20.1355 | 19.9919 | 19.7092 | 19.5596 | 19.551 | 19.4043 | 19.3811 | 19.2154 | 19.0502 | 18.7534 | 18.4519 | 18.1488 | 17.8472 | 17.545 | 17.2429 | 16.9384 | 16.6322 | 16.3244 | 16.0153 | 15.705 | 15.3938 | 15.082 | 14.7699 | 14.4577 | 14.1451 | 13.8346 | 13.5234 | 13.2124 | 12.9018
| 30.4FP | Unmeasured dish washing | Input brief explanation here | l/h/d | 1 | 16.1717 | 16.3805 | 16.3981 | 16.4172 | 16.3164 | 16.0955 | 15.9807 | 15.7547 | 15.6352 | 15.6283 | 15.511 | 15.4925 | 15.36 | 15.228 | 14.9907 | 14.7497 | 14.5074 | 14.2663 | 14.0248 | 13.7833 | 13.5399 | 13.2951 | 13.049 | 12.802 | 12.554 | 12.3052 | 12.0559 | 11.8065 | 11.5569 | 11.307 | 11.0588 | 10.8101 | 10.5615 | 10.3132
| 30.5FP | Unmeasured miscellaneous internal use | Input brief explanation here | l/h/d | 1 | 21.5833 | 21.8619 | 21.8854 | 21.9109 | 21.7764 | 21.4816 | 21.3284 | 21.0268 | 20.8672 | 20.858 | 20.7015 | 20.6768 | 20.5 | 20.3237 | 20.0071 | 19.6855 | 19.3621 | 19.0403 | 18.7179 | 18.3957 | 18.0708 | 17.7441 | 17.4157 | 17.086 | 16.7549 | 16.4229 | 16.0902 | 15.7573 | 15.4242 | 15.0907 | 14.7594 | 14.4274 | 14.0957 | 13.7643
| 30.6FP | Unmeasured external use | Input brief explanation here | l/h/d | 1 | 1.6236 | 1.6445 | 1.6463 | 1.6482 | 1.6381 | 1.6159 | 1.6044 | 1.5817 | 1.5697 | 1.569 | 1.5572 | 1.5554 | 1.5421 | 1.5288 | 1.505 | 1.4808 | 1.4565 | 1.4323 | 1.408 | 1.3838 | 1.3593 | 1.3348 | 1.3101 | 1.2853 | 1.2603 | 1.2354 | 1.2103 | 1.1853 | 1.1602 | 1.1352 | 1.1102 | 1.0853 | 1.0603 | 1.0354
| 31FP | Average Household - PCC | ((25FP+26FP)*1,000,000))/(51FP+52FP*1,000) | l/h/d | 1 | 149.8517 | 153.2455 | 153.4185 | 153.6626 | 152.7225 | 150.5424 | 149.3935 | 147.1762 | 145.9842 | 145.9291 | 144.8291 | 144.7724 | 143.6114 | 142.5222 | 140.4068 | 138.2713 | 136.1589 | 134.1244 | 132.1265 | 130.1498 | 128.1531 | 126.1444 | 124.125 | 122.0934 | 120.0577 | 118.0093 | 115.9496 | 113.8838 | 111.8142 | 109.7304 | 107.7056 | 105.6504 | 103.5839 | 101.5057
| 32FP | Water Taken Unbilled | Calculated BL+Preferred options | Ml/d | 1 | 0.076011 | 0.076949 | 0.077401 | 0.077793 | 0.077966 | 0.077977 | 0.077988 | 0.078001 | 0.07805 | 0.07819 | 0.078347 | 0.078503 | 0.078689 | 0.078982 | 0.079337 | 0.079715 | 0.080151 | 0.080674 | 0.081254 | 0.08186 | 0.082465 | 0.083071 | 0.083677 | 0.084285 | 0.084897 | 0.085509 | 0.086123 | 0.086742 | 0.087366 | 0.088009 | 0.088704 | 0.089399 | 0.090094 | 0.090789
| 33FP | Distribution System Operational Use | Calculated BL+Preferred options | Ml/d | 1 | 0.087721 | 0.088803 | 0.089325 | 0.089778 | 0.089976 | 0.08999 | 0.090002 | 0.090017 | 0.090074 | 0.090236 | 0.090417 | 0.090596 | 0.090811 | 0.091149 | 0.091559 | 0.091995 | 0.092499 | 0.093102 | 0.093771 | 0.09447 | 0.095169 | 0.095869 | 0.096568 | 0.097269 | 0.097976 | 0.098682 | 0.09939 | 0.1001 | 0.10083 | 0.10157 | 0.10237 | 0.10317 | 0.10397 | 0.10478
Leakage | 34FP | Measured Non Household - USPL | Calculated BL+Preferred options | Ml/d | 2 | 0.022358 | 0.022544 | 0.02263 | 0.022713 | 0.022792 | 0.022867 | 0.02294 | 0.02301 | 0.023077 | 0.023142 | 0.023205 | 0.023266 | 0.023325 | 0.023382 | 0.023437 | 0.023491 | 0.023544 | 0.023594 | 0.023644 | 0.023692 | 0.02374 | 0.023786 | 0.023831 | 0.023874 | 0.023917 | 0.023959 | 0.024 | 0.024041 | 0.02408 | 0.024119 | 0.024157 | 0.024194 | 0.02423 | 0.024266
| 35FP | Unmeasured Non Household - USPL | Calculated BL+Preferred options | Ml/d | 2 | 0.0022244 | 0.0020884 | 0.0020236 | 0.0019608 | 0.0018999 | 0.001841 | 0.0017838 | 0.0017284 | 0.0016748 | 0.0016228 | 0.0015724 | 0.0015236 | 0.0014763 | 0.0014305 | 0.0013861 | 0.0013431 | 0.0013014 | 0.001261 | 0.0012218 | 0.0011839 | 0.0011472 | 0.0011116 | 0.0010771 | 0.0010436 | 0.0010112 | 0.00097984 | 0.00094942 | 0.00091995 | 0.00089139 | 0.00086372 | 0.00083691 | 0.00081094 | 0.00078576 | 0.00076137
| 36FP | Measured Household - USPL | Calculated BL+Preferred options | Ml/d | 2 | 0.064206 | 0.068558 | 0.070577 | 0.072459 | 0.073889 | 0.074982 | 0.076055 | 0.077114 | 0.078225 | 0.079496 | 0.080781 | 0.082047 | 0.083352 | 0.08485 | 0.086452 | 0.088082 | 0.089809 | 0.091691 | 0.093667 | 0.095678 | 0.097672 | 0.099651 | 0.10161 | 0.10357 | 0.10551 | 0.10745 | 0.10937 | 0.11128 | 0.1132 | 0.11513 | 0.11716 | 0.11917 | 0.12117 | 0.12316
| 37FP | Unmeasured Household - USPL | Calculated BL+Preferred options | Ml/d | 2 | 0.096538 | 0.09291 | 0.091148 | 0.089418 | 0.087722 | 0.086058 | 0.084425 | 0.082824 | 0.081252 | 0.079711 | 0.078199 | 0.076715 | 0.07526 | 0.073832 | 0.072431 | 0.071057 | 0.069709 | 0.068387 | 0.067089 | 0.065816 | 0.064568 | 0.063343 | 0.062141 | 0.060962 | 0.059806 | 0.058671 | 0.057558 | 0.056466 | 0.055395 | 0.054344 | 0.053313 | 0.052302 | 0.051309 | 0.050336
| 38FP | Void Properties - USPL | Calculated BL+Preferred options | Ml/d | 2 | 0.0097671 | 0.0094753 | 0.0094793 | 0.009479 | 0.00946 | 0.0094276 | 0.0093962 | 0.009366 | 0.00934 | 0.0093232 | 0.0093087 | 0.0092952 | 0.0092851 | 0.0092855 | 0.0092923 | 0.0093019 | 0.0093176 | 0.0093418 | 0.0093719 | 0.0094049 | 0.0094386 | 0.009473 | 0.0095081 | 0.0095439 | 0.0095807 | 0.0096182 | 0.0096563 | 0.0096954 | 0.0097356 | 0.009778 | 0.0098255 | 0.0098735 | 0.009922 | 0.0099709
| 39FP | Distribution Losses | Calculated BL+Preferred options | Ml/d | 2 | 0.91323 | 0.79774 | 0.79057 | 0.78436 | 0.75046 | 0.71687 | 0.68328 | 0.64967 | 0.61598 | 0.59361 | 0.57119 | 0.54876 | 0.53193 | 0.51486 | 0.492 | 0.46908 | 0.44603 | 0.42279 | 0.39943 | 0.38732 | 0.37521 | 0.36309 | 0.35096 | 0.33882 | 0.32666 | 0.31449 | 0.30231 | 0.29012 | 0.2779 | 0.26564 | 0.25326 | 0.24088 | 0.22849 | 0.21609
| 40FP | Total Leakage | Sum(34FP:39FP) | Ml/d | 2 | 1.1083 | 0.99332 | 0.98643 | 0.98039 | 0.94622 | 0.91205 | 0.87788 | 0.84371 | 0.80955 | 0.7869 | 0.76426 | 0.74161 | 0.72463 | 0.70764 | 0.685 | 0.66236 | 0.63971 | 0.61707 | 0.59442 | 0.5831 | 0.57178 | 0.56045 | 0.54913 | 0.53781 | 0.52649 | 0.51517 | 0.50384 | 0.49252 | 0.4812 | 0.46988 | 0.45855 | 0.44723 | 0.43591 | 0.42459
| 41FP | Total Leakage | (40FP*1,000,000)/(48FP*1,000) | l/prop/d | 2 | 162.1431 | 145.5978 | 143.7309 | 142.119 | 136.8575 | 131.8956 | 126.9361 | 121.9742 | 116.9585 | 113.4796 | 109.9899 | 106.5147 | 103.826 | 101.0111 | 97.3357 | 93.6655 | 89.9647 | 86.2102 | 82.4464 | 80.2704 | 78.1268 | 76.0149 | 73.9339 | 71.8818 | 69.8554 | 67.8583 | 65.889 | 63.9441 | 62.0227 | 60.1165 | 58.2037 | 56.3208 | 54.4673 | 52.6424
Customer: Properties | 42FP | Measured Non Household - Properties | Input (total, excluding voids) | 000's | 2 | 1.0455 | 1.0542 | 1.0582 | 1.0621 | 1.0658 | 1.0693 | 1.0727 | 1.076 | 1.0791 | 1.0822 | 1.0851 | 1.0879 | 1.0907 | 1.0934 | 1.096 | 1.0985 | 1.1009 | 1.1033 | 1.1056 | 1.1079 | 1.1101 | 1.1122 | 1.1143 | 1.1164 | 1.1184 | 1.1204 | 1.1223 | 1.1242 | 1.126 | 1.1278 | 1.1296 | 1.1313 | 1.133 | 1.1347
| 43FP | Unmeasured Non Household - Properties | Input (total, excluding voids) | 000's | 2 | 0.063909 | 0.060003 | 0.05814 | 0.056336 | 0.054587 | 0.052893 | 0.051251 | 0.04966 | 0.048118 | 0.046625 | 0.045177 | 0.043775 | 0.042416 | 0.0411 | 0.039824 | 0.038588 | 0.03739 | 0.036229 | 0.035105 | 0.034015 | 0.032959 | 0.031936 | 0.030945 | 0.029984 | 0.029054 | 0.028152 | 0.027278 | 0.026431 | 0.025611 | 0.024816 | 0.024045 | 0.023299 | 0.022576 | 0.021875
| 44FP | All void non-households - properties | Input (voids in each year) | 000's | 2 | 0.091241 | 0.08923 | 0.088266 | 0.087328 | 0.086418 | 0.085534 | 0.084676 | 0.083843 | 0.083036 | 0.082253 | 0.081494 | 0.080758 | 0.080045 | 0.079354 | 0.078685 | 0.078037 | 0.077409 | 0.076802 | 0.076213 | 0.075644 | 0.075093 | 0.07456 | 0.074045 | 0.073546 | 0.073064 | 0.072597 | 0.072146 | 0.07171 | 0.071288 | 0.070881 | 0.070487 | 0.070106 | 0.069738 | 0.069383
| 45FP | Measured Household - Properties (excl voids) | Pre-plan year = input. Forecast years = Previous year 45FP + sum(45.1FP:45.6FP) | 000's | 2 | 2.6783 | 2.7729 | 2.8624 | 2.9456 | 3.0088 | 3.057 | 3.1043 | 3.151 | 3.2 | 3.2561 | 3.3129 | 3.3688 | 3.4265 | 3.4928 | 3.5637 | 3.636 | 3.7125 | 3.7959 | 3.8836 | 3.9727 | 4.0612 | 4.149 | 4.2361 | 4.3227 | 4.4091 | 4.4949 | 4.5801 | 4.6651 | 4.7501 | 4.8361 | 4.926 | 5.0153 | 5.1042 | 5.1924
| 45.1FP | New properties | Input (new builds in each year) | 000's | 2 | 0.075094 | 0.042685 | 0.03843 | 0.033259 | 0.014101 | 4.4684e-05 | 6.1747e-05 | 0.0003245 | 0.003567 | 0.011541 | 0.013013 | 0.013021 | 0.015598 | 0.024993 | 0.030392 | 0.032463 | 0.037529 | 0.045159 | 0.05012 | 0.052356 | 0.052358 | 0.052358 | 0.052359 | 0.052497 | 0.052916 | 0.052924 | 0.053018 | 0.053467 | 0.053978 | 0.05555 | 0.060103 | 0.060104 | 0.060104 | 0.060104
| 45.2FP | Meter optants - properties | Input (meter optants in each year) | 000's | 2 | 0.048188 | 0.048866 | 0.047939 | 0.04703 | 0.046138 | 0.045262 | 0.044404 | 0.043561 | 0.042735 | 0.041924 | 0.041129 | 0.040348 | 0.039583 | 0.038832 | 0.038095 | 0.037373 | 0.036664 | 0.035968 | 0.035286 | 0.034616 | 0.03396 | 0.033315 | 0.032683 | 0.032063 | 0.031455 | 0.030858 | 0.030273 | 0.029698 | 0.029135 | 0.028582 | 0.02804 | 0.027508 | 0.026986 | 0.026474
| 45.3FP | Compulsory metering - properties | Input (compulsory meters in each year) | 000's | 2 | 0 | 0 | 0 | 0 | 0 | 0 | 0 | 0 | 0 | 0 | 0 | 0 | 0 | 0 | 0 | 0 | 0 | 0 | 0 | 0 | 0 | 0 | 0 | 0 | 0 | 0 | 0 | 0 | 0 | 0 | 0 | 0 | 0 | 0
| 45.4FP | Metering on change of occupancy - properties | Input (change of occupancy meters in each year) | 000's | 2 | 0 | 0 | 0 | 0 | 0 | 0 | 0 | 0 | 0 | 0 | 0 | 0 | 0 | 0 | 0 | 0 | 0 | 0 | 0 | 0 | 0 | 0 | 0 | 0 | 0 | 0 | 0 | 0 | 0 | 0 | 0 | 0 | 0 | 0
| 45.5FP | Selective metering properties | Input (selective meters in each year) | 000's | 2 | 0 | 0 | 0 | 0 | 0 | 0 | 0 | 0 | 0 | 0 | 0 | 0 | 0 | 0 | 0 | 0 | 0 | 0 | 0 | 0 | 0 | 0 | 0 | 0 | 0 | 0 | 0 | 0 | 0 | 0 | 0 | 0 | 0 | 0
| 45.6FP | Other changes to existing metering - properties | Input (other changes to meters in each year) | 000's | 2 | 0.0019439 | 0.003113 | 0.0030539 | 0.002996 | 0.0029391 | 0.0028834 | 0.0028287 | 0.002775 | 0.0027224 | 0.0026707 | 0.00262 | 0.0025703 | 0.0025216 | 0.0024737 | 0.0024268 | 0.0023808 | 0.0023356 | 0.0022913 | 0.0022478 | 0.0022052 | 0.0021633 | 0.0021223 | 0.002082 | 0.0020425 | 0.0020038 | 0.0019658 | 0.0019285 | 0.0018919 | 0.001856 | 0.0018208 | 0.0017862 | 0.0017524 | 0.0017191 | 0.0016865
| 45.7FP | Measured void households - properties | Input (voids in each year) | 000's | 2 | 0.07727 | 0.086506 | 0.088933 | 0.091195 | 0.092917 | 0.094237 | 0.095533 | 0.096811 | 0.098151 | 0.099682 | 0.10123 | 0.10275 | 0.10433 | 0.10613 | 0.10805 | 0.11001 | 0.11209 | 0.11435 | 0.11672 | 0.11913 | 0.12152 | 0.1239 | 0.12625 | 0.1286 | 0.13093 | 0.13325 | 0.13555 | 0.13785 | 0.14015 | 0.14247 | 0.1449 | 0.14731 | 0.14971 | 0.15209
| 46FP | Unmeasured households - properties (excl void) | Input (total) | 000's | 2 | 2.7929 | 2.6879 | 2.6369 | 2.5869 | 2.5378 | 2.4897 | 2.4424 | 2.3961 | 2.3506 | 2.306 | 2.2623 | 2.2194 | 2.1773 | 2.136 | 2.0954 | 2.0557 | 2.0167 | 1.9784 | 1.9409 | 1.9041 | 1.868 | 1.8325 | 1.7977 | 1.7636 | 1.7302 | 1.6974 | 1.6652 | 1.6336 | 1.6026 | 1.5722 | 1.5423 | 1.5131 | 1.4844 | 1.4562
| 47FP | Unmeasured void households - properties | Input (voids in each year) | 000's | 2 | 0.086426 | 0.071585 | 0.070227 | 0.068894 | 0.067587 | 0.066305 | 0.065047 | 0.063813 | 0.062602 | 0.061415 | 0.06025 | 0.059107 | 0.057985 | 0.056885 | 0.055806 | 0.054747 | 0.053709 | 0.05269 | 0.05169 | 0.05071 | 0.049748 | 0.048804 | 0.047878 | 0.04697 | 0.046078 | 0.045204 | 0.044347 | 0.043505 | 0.04268 | 0.04187 | 0.041076 | 0.040297 | 0.039532 | 0.038782
| 48FP | Total Resource Zone Properties (incl voids) | SUM(42FP:45FP)+45.7FP+46FP+47FP | 000's | 2 | 6.8354 | 6.8223 | 6.863 | 6.8983 | 6.9139 | 6.9149 | 6.9159 | 6.9171 | 6.9216 | 6.9343 | 6.9484 | 6.9625 | 6.9793 | 7.0056 | 7.0375 | 7.0715 | 7.1107 | 7.1577 | 7.2098 | 7.2642 | 7.3186 | 7.373 | 7.4273 | 7.4819 | 7.5368 | 7.5918 | 7.6468 | 7.7024 | 7.7584 | 7.8161 | 7.8784 | 7.9408 | 8.0031 | 8.0655
Customer: Population | 49FP | Measured Non Household - Population | Input (total) | 000's | 2 | 2.1547 | 2.1538 | 2.1542 | 2.1556 | 2.1577 | 2.1608 | 2.1639 | 2.1673 | 2.1703 | 2.1728 | 2.1763 | 2.1803 | 2.1849 | 2.1893 | 2.1935 | 2.1992 | 2.205 | 2.2107 | 2.2151 | 2.2191 | 2.2229 | 2.227 | 2.2309 | 2.2339 | 2.2369 | 2.2398 | 2.2427 | 2.2457 | 2.2488 | 2.2519 | 2.2554 | 2.2587 | 2.262 | 2.2653
| 50FP | Unmeasured Non Household - Population | Input (total) | 000's | 2 | 0 | 0 | 0 | 0 | 0 | 0 | 0 | 0 | 0 | 0 | 0 | 0 | 0 | 0 | 0 | 0 | 0 | 0 | 0 | 0 | 0 | 0 | 0 | 0 | 0 | 0 | 0 | 0 | 0 | 0 | 0 | 0 | 0 | 0
| 51FP | Measured Household - Population | Input (total) | 000's | 2 | 5.3879 | 5.7481 | 5.9057 | 6.0425 | 6.1514 | 6.2513 | 6.3505 | 6.4489 | 6.5549 | 6.665 | 6.7738 | 6.881 | 6.9952 | 7.1134 | 7.2314 | 7.3496 | 7.4695 | 7.5883 | 7.7065 | 7.822 | 7.9362 | 8.0476 | 8.1563 | 8.2633 | 8.3676 | 8.4704 | 8.5714 | 8.6707 | 8.768 | 8.8669 | 8.9588 | 9.0527 | 9.1452 | 9.2363
| 52FP | Unmeasured Household - Population | Input (total) | 000's | 2 | 7.9357 | 7.6642 | 7.5504 | 7.4348 | 7.3244 | 7.2224 | 7.1223 | 7.0239 | 6.9284 | 6.8319 | 6.7362 | 6.642 | 6.5508 | 6.4583 | 6.3655 | 6.2741 | 6.1833 | 6.0917 | 6.0006 | 5.9107 | 5.8229 | 5.7368 | 5.6524 | 5.5697 | 5.4885 | 5.409 | 5.331 | 5.2544 | 5.1792 | 5.1056 | 5.0318 | 4.96 | 4.8896 | 4.8206
| 53FP | Total Resource Zone Population | 49FP+Sum(50FP:52FP) | 000's | 2 | 15.4782 | 15.5661 | 15.6103 | 15.633 | 15.6334 | 15.6345 | 15.6367 | 15.6402 | 15.6536 | 15.6697 | 15.6862 | 15.7034 | 15.7309 | 15.761 | 15.7904 | 15.8228 | 15.8578 | 15.8907 | 15.9222 | 15.9518 | 15.9819 | 16.0114 | 16.0396 | 16.0669 | 16.093 | 16.1191 | 16.1451 | 16.1709 | 16.196 | 16.2244 | 16.246 | 16.2714 | 16.2968 | 16.3222
Occupancy | 54FP | Measured Household - Occupancy Rate (average) (excl voids) | 51FP/45FP | h/prop | 1 | 2.0117 | 2.0729 | 2.0632 | 2.0514 | 2.0444 | 2.0449 | 2.0457 | 2.0467 | 2.0484 | 2.0469 | 2.0447 | 2.0426 | 2.0415 | 2.0366 | 2.0292 | 2.0214 | 2.012 | 1.9991 | 1.9844 | 1.9689 | 1.9541 | 1.9397 | 1.9254 | 1.9116 | 1.8978 | 1.8845 | 1.8715 | 1.8586 | 1.8459 | 1.8335 | 1.8187 | 1.805 | 1.7917 | 1.7788
| 55FP | Unmeasured Household - Occupancy Rate | 52BL/46BL | h/prop | 1 | 2.8414 | 2.8514 | 2.8633 | 2.874 | 2.8861 | 2.901 | 2.9161 | 2.9314 | 2.9475 | 2.9626 | 2.9776 | 2.9928 | 3.0087 | 3.0236 | 3.0378 | 3.052 | 3.0661 | 3.079 | 3.0917 | 3.1042 | 3.1172 | 3.1306 | 3.1441 | 3.1581 | 3.1722 | 3.1867 | 3.2015 | 3.2165 | 3.2318 | 3.2475 | 3.2624 | 3.2781 | 3.294 | 3.3103
Metering | 56FP | Total Household Metering penetration (excl. voids) | 45FP/45FP+46FP | % | 0 | 48.95% | 50.78% | 52.05% | 53.24% | 54.25% | 55.11% | 55.97% | 56.8% | 57.65% | 58.54% | 59.42% | 60.28% | 61.15% | 62.05% | 62.97% | 63.88% | 64.8% | 65.74% | 66.68% | 67.6% | 68.5% | 69.36% | 70.21% | 71.02% | 71.82% | 72.59% | 73.34% | 74.06% | 74.77% | 75.47% | 76.16% | 76.82% | 77.47% | 78.1%
| 57FP | Total Household Metering penetration (incl. voids) | 45FP/(45FP+45.7FP+46FP+47FP) | % | 0 | 47.53% | 49.35% | 50.59% | 51.74% | 52.72% | 53.56% | 54.39% | 55.21% | 56.03% | 56.89% | 57.75% | 58.59% | 59.43% | 60.31% | 61.2% | 62.09% | 62.98% | 63.89% | 64.8% | 65.7% | 66.57% | 67.42% | 68.24% | 69.03% | 69.81% | 70.56% | 71.28% | 71.99% | 72.68% | 73.36% | 74.03% | 74.68% | 75.31% | 75.92%
|  | Company: | Dŵr Cymru Welsh Water
|  | Resource Zone Name: | Whitbourne
|  | Resource Zone Number: | 8111
|  | Planning Scenario Name: | Dry Year Annual Average
|  | Chosen Level of Service: | 1 in 20

## 9. FP SDB
Table 9: Final planning water supply
| Row Ref | Component | Derivation | Unit | Decimal places | 2015-16 | For info 2017-18 | For info 2018-19 | For info 2019-20 | 2020-21 | 2021-22 | 2022-23 | 2023-24 | 2024-25 | 2025-26 | 2026-27 | 2027-28 | 2028-29 | 2029-30 | 2030-31 | 2031-32 | 2032-33 | 2033-34 | 2034-35 | 2035-36 | 2036-37 | 2037-38 | 2038-39 | 2039-40 | 2040-41 | 2041-42 | 2042-43 | 2043-44 | 2044-45 | 2045-46 | 2046-47 | 2047-48 | 2048-49 | 2049-50
SDB | 11FP | Distribution Input | 19FP+20FP+21FP+22FP+32FP+33FP+38FP+39FP | Ml/d | 2 | 4.7876 | 4.7414 | 4.743 | 4.75 | 4.7086 | 4.6506 | 4.5996 | 4.5376 | 4.4908 | 4.4714 | 4.4377 | 4.418 | 4.3903 | 4.3622 | 4.3144 | 4.2664 | 4.219 | 4.1725 | 4.1265 | 4.0919 | 4.057 | 4.0217 | 3.9861 | 3.9501 | 3.9139 | 3.8773 | 3.8405 | 3.8035 | 3.7663 | 3.7294 | 3.6926 | 3.6557 | 3.6185 | 3.5811
| 12FP | Water Available For Use (own sources) | 7FP-(9FP+10FP) | Ml/d | 2 | 4.8453 | 4.8233 | 4.8233 | 4.8233 | 4.8233 | 4.8233 | 4.8233 | 4.8233 | 4.8233 | 4.8233 | 4.8233 | 4.8233 | 4.8233 | 4.8233 | 4.8233 | 4.8233 | 4.8233 | 4.8233 | 4.8233 | 4.8233 | 4.8233 | 4.8233 | 4.8233 | 4.8233 | 4.8233 | 4.8233 | 4.8233 | 4.8233 | 4.8233 | 4.8233 | 4.8233 | 4.8233 | 4.8233 | 4.8233
| 13FP | Total Water Available For Use | 12FP+(2FP+3FP)-(5FP+6FP) | Ml/d | 2 | 5.0643 | 5.0235 | 5.0311 | 5.0446 | 5.0107 | 4.9612 | 4.9109 | 4.8535 | 4.8233 | 4.8233 | 4.8233 | 4.8233 | 4.8233 | 4.8233 | 4.8233 | 4.8233 | 4.8233 | 4.8233 | 4.8233 | 4.8233 | 4.8233 | 4.8233 | 4.8233 | 4.8233 | 4.8233 | 4.8233 | 4.8233 | 4.8233 | 4.8233 | 4.8233 | 4.8233 | 4.8233 | 4.8233 | 4.8233
| 14FP | Target headroom (climate change component) | Input | Ml/d | 2 | 0.00067906 | 0.0015133 | 0.0023621 | 0.0031596 | 0.0039687 | 0.0047388 | 0.0055359 | 0.0062376 | 0.0070338 | 0.0062331 | 0.0067819 | 0.0074871 | 0.0081685 | 0.0088309 | 0.0074516 | 0.0080559 | 0.0083805 | 0.0089262 | 0.0094191 | 0.0080264 | 0.0085485 | 0.0088429 | 0.0093599 | 0.0091336 | 0.0080466 | 0.0083336 | 0.008734 | 0.0089685 | 0.0093736 | 0.0095279 | 0.0097598 | 0.0099394 | 0.010227 | 0.010329
| 15FP | Target headroom (All other components) | Input | Ml/d | 2 | 0.27134 | 0.28146 | 0.28932 | 0.29656 | 0.30408 | 0.31145 | 0.31805 | 0.32107 | 0.32653 | 0.26313 | 0.26745 | 0.26832 | 0.26804 | 0.27078 | 0.23005 | 0.24161 | 0.25626 | 0.2678 | 0.2812 | 0.25855 | 0.27129 | 0.28485 | 0.29785 | 0.31107 | 0.28917 | 0.30463 | 0.32261 | 0.3354 | 0.3526 | 0.3674 | 0.38337 | 0.39609 | 0.41461 | 0.43141
| 16FP | Target Headroom | 14FP+15FP | Ml/d | 2 | 0.27202 | 0.28298 | 0.29168 | 0.29972 | 0.30805 | 0.31619 | 0.32359 | 0.32731 | 0.33356 | 0.26936 | 0.27423 | 0.27581 | 0.2762 | 0.27961 | 0.2375 | 0.24967 | 0.26464 | 0.27673 | 0.29061 | 0.26658 | 0.27984 | 0.2937 | 0.30721 | 0.3202 | 0.29722 | 0.31297 | 0.33135 | 0.34437 | 0.36198 | 0.37693 | 0.39313 | 0.40603 | 0.42484 | 0.44174
| 17FP | Available Headroom | 13FP-11FP | Ml/d | 2 | 0.27672 | 0.28202 | 0.28813 | 0.29463 | 0.30205 | 0.31056 | 0.31128 | 0.31593 | 0.33252 | 0.35187 | 0.38553 | 0.40527 | 0.43293 | 0.4611 | 0.50891 | 0.55687 | 0.60423 | 0.65075 | 0.69681 | 0.73137 | 0.76625 | 0.80153 | 0.83721 | 0.87317 | 0.90942 | 0.94595 | 0.98274 | 1.0197 | 1.057 | 1.0939 | 1.1307 | 1.1676 | 1.2048 | 1.2422
| 18FP | Supply Demand Balance | 17FP-16FP | Ml/d | 2 | 0.0047064 | -0.00095911 | -0.0035466 | -0.0050883 | -0.0059947 | -0.0056347 | -0.012303 | -0.011377 | -0.001043 | 0.082508 | 0.1113 | 0.12946 | 0.15673 | 0.18149 | 0.2714 | 0.3072 | 0.33959 | 0.37402 | 0.40619 | 0.46479 | 0.48641 | 0.50783 | 0.53 | 0.55297 | 0.61221 | 0.63298 | 0.6514 | 0.67538 | 0.69498 | 0.71693 | 0.73757 | 0.76157 | 0.77993 | 0.80044
|  | Company: | Dŵr Cymru Welsh Water
|  | Resource Zone Name: | Whitbourne
|  | Resource Zone Number: | 8111
|  | Planning Scenario Name: | Dry Year Annual Average
|  | Chosen Level of Service: | 1 in 20

## 10. Drought plan links
Table 10: Drought plan links and Deployable Output Overview
10.1 Planning scenarios |  |  |  |  | 10.2 Water resources management plan | [7 empty] | 10.3 Drought plan | [5 empty] | 10.4 Demand
Drought Scenarios | Drought Description | Drought Severity | Plan in which scenario is used (highlights overlaps) |  | WRMP DO of Sources (not including drought measures) | WRMP Additional Yield from Drought Supply Measures (eg drought permits or orders) |  |  | WRMP Impact on DO of drought plan Demand Restrictions (eg TUBs) |  |  | WRMP DO Levels of Service | Drought Plan Additional Yield from Further Supply Measures (eg drought permits or orders) |  |  | Drought Plan Impact on DO of Further Demand Restrictions (eg TUBs) |  |  | Unrestricted Demand | Restricted Demand
|  |  | WRMP | Drought Plan | DO (Ml/d) | Description | Marginal Benefit (Ml/d) | DO (Ml/d) | Description | Marginal Benefit (Ml/d) | DO (Ml/d) | DO (Ml/d) | Description | Marginal Benefit (Ml/d) | DO (Ml/d) | Description | Marginal Benefit (Ml/d) | DO (Ml/d) | Ml/d | Ml/d
Historic Droughts | 1976 | 0.9% in any given year | Y | Y | 5.15 | n/a | 0 | 5.15 | n/a | 0 | 5.15 | 5.15 | n/a | 0 | 5.15 | n/a | 0 | 5.15 | 5.15 | 5.15
| 0 | 0 | 0 | 0 | 0 | 0 | 0 | 0 | 0 | 0 | 0 | 0 | 0 | 0 | 0 | 0 | 0 | 0 | 0 | 0
Additional Drought Scenarios | 1 in 200 | Severe Drought | Y | n | 5.15 | n/a | 0 | 5.15 | n/a | 0 | 5.15 | 5.15 | n/a | 0 | 5.15 | n/a | 0 | 5.15 | 5.15 | 5.15
| 0 | 0 | 0 | 0 | 0 | 0 | 0 | 0 | 0 | 0 | 0 | 0 | 0 | 0 | 0 | 0 | 0 | 0 | 0 | 0
Reported DO for WRMP tables highlighted in yellow
10.5 Summary report
WRMP DO Overview | [8 empty] | Drought Plan Overview
DO Approach - The ‘explicit levels of service’ (UKWIR, 2014) approach LoS: >1 in 59 for TUBs and NEUBs Constraint on DO: Daily abstraction licence reached at Whitbourne intake on River Teme (hands off flow) Critical Year(s): 1976 Data length, quality: 1957 to 2015 (59 years), confidence rating AC Approach to Drought Severity: worst historic in time series | [8 empty] | Please see Whitbourne zonal summary in Appendix 1 of our Drought Plan.
Additional Drought Scenarios | [8 empty] | Drought Supply Measures and Demand Restrictions Further Details
Tested to 1 in 200 as per OFWAT PR19 guidance. | [8 empty] | For droughts more severe than 1 in 200, we would look to our drought supply side mitigation measures as outlined in our drought plan. Our current Drought Plan is available on https://welshwater.com/en/My-Water/Water-Resources/Drought-Plan.aspx
0
Impact on Supply Demand | [8 empty] | 0
EVA analysis of river flows indicates that there is sufficient water available to meet our abstraction requirements under a 1 in 200 drought event, therefore we have assumed that the DO under this scenario is the same as the worst historic. | [8 empty] | 0
0
Demands | [8 empty] | 0
Demand reductions have not been triggered in the baseline DO model run. | [8 empty] | 0
0 | [8 empty] | 0
0 | [8 empty] | 0
0 | [8 empty] | 0